## 00_README
DTP BIM Handover Master Template v3
Hạng mục | Nội dung
Mục đích | File này là master nhập liệu để chuyển giao dữ liệu BIM/IFC/COBie sang Digital Twin. COBie_Export_* trong file này được tạo/mapping từ cùng nguồn dữ liệu.
Nguyên tắc đồng bộ | DTP Excel là nguồn nhập liệu chính. COBie không nhập riêng độc lập; COBie được sinh từ các sheet Project, Floors, Spaces, Zones, Assets, IFC_Metadata, Documents, CMMS_O&M.
Các sheet quan trọng | 04_IFC_Objects lưu IFC Name/GlobalId; 05_IFC_Metadata lưu metadata linh hoạt key-value; 08_Assets là Asset Registry; 10_Devices/11_Points là mapping BMS/IoT.
Cách dùng | BIM Pipeline xuất IFC_Objects và IFC_Metadata trước; các đơn vị BIM/MEP/O&M/BMS kiểm tra/bổ sung; sau đó sinh JSON DTP và COBie.
Bộ lọc | Tất cả bảng nhập liệu đã bật Filter ở header.
Khóa liên kết | ifc_guid liên kết BIM object; asset_id liên kết Asset/COBie/CMMS; device_id/point_id liên kết BMS/IoT.

## 01_Project_Facility
01 Project Facility | Thông tin dự án/công trình; điền 1 dòng cho mỗi công trình.
schema_version | schema_name | generated_at | language | purpose | project_id | project_name | owner | contractor | handover_stage | coordinate_reference_system | facility_id | facility_name | facility_type | address | latitude | longitude | altitude_m | gross_floor_area_m2 | basement_count | podium_count | tower_floor_count | roof_count
1.0.0 | BIM_to_DigitalTwin_Handover_JSON | 2026-06-05T10:00:00+07:00 | vi-VN | Chuyển giao dữ liệu BIM/IFC/COBie sang Digital Twin Platform phục vụ vận hành, giám sát, bảo trì và tích hợp BMS/IoT. | DTP-DEMO-BLDG-001 | Digital Twin Office Tower Demo | VSF / Smart City Platform | BIM Contractor | As-built / Handover to Operations | EPSG:4326 | FAC-OFFICE-TOWER-A | Office Tower A | Commercial Office Building | Hanoi, Vietnam | 21.0285 | 105.8048 | 12 | 42000 | 2 | 3 | 20 | 1

## 02_SourceModels
02 SourceModels | Danh sách mô hình/tệp nguồn: Revit/IFC/COBie/NWD.
model_id | discipline | file_name | ifc_version | cobie_version | model_revision | checksum_sha256 | source_location | review_status
IFC-ARCH-001 | Architecture | TowerA_ARCH_AsBuilt.ifc | IFC4 |  | AB-2026-06-01 | placeholder_update_when_exported | CDE/IFC/COBie | Pending
IFC-MEP-001 | MEP | TowerA_MEP_AsBuilt.ifc | IFC4 |  | AB-2026-06-01 | placeholder_update_when_exported | CDE/IFC/COBie | Pending
COBIE-001 | Asset Handover | TowerA_COBie_AsBuilt.xlsx |  | 2.4 | AB-2026-06-01 |  | CDE/IFC/COBie | Pending

## 03_Floors
03 Floors | Tầng/level trích xuất từ IFC và dùng trong DTP.
floor_id | name | level_code | elevation_m | area_m2 | ifc_building_storey_guid | dtp_layer_id | status | review_status
FL-B2 | Basement 2 | B2 | -7.2 | 3500 | 7bb212d3-67e7-425b-b40b-83dbc42526f7 | LAYER-3D-B2 | active | Pending
FL-B1 | Basement 1 | B1 | -3.6 | 3500 | cbf4c86f-d47b-4a15-8158-20c35f2638e8 | LAYER-3D-B1 | active | Pending
FL-L01 | Level 1 | L01 | 0 | 2800 | e106a984-b5d1-48a7-a180-da9a5efd100c | LAYER-3D-L01 | active | Pending
FL-L02 | Level 2 | L02 | 4.2 | 2600 | acc4a3ce-7927-49eb-8a4b-e7300ee3aea4 | LAYER-3D-L02 | active | Pending
FL-L03 | Level 3 | L03 | 8.4 | 2600 | 2e373ce9-c4c5-49a5-bac9-12c0ecf3dfec | LAYER-3D-L03 | active | Pending
FL-L04 | Level 4 | L04 | 12.6 | 1800 | 44e58165-1e75-45c4-85e2-34a65caaa193 | LAYER-3D-L04 | active | Pending
FL-L05 | Level 5 | L05 | 16.8 | 1800 | 7537ea3c-4cda-43e9-977f-140923654450 | LAYER-3D-L05 | active | Pending
FL-L10 | Level 10 | L10 | 37.8 | 1800 | cdc46e8e-c4bc-4fd7-942f-0f666f4d734d | LAYER-3D-L10 | active | Pending
FL-L20 | Level 20 | L20 | 79.8 | 1800 | 9efd4210-c86b-42cb-98b0-2d421831088b | LAYER-3D-L20 | active | Pending
FL-ROOF | Roof | ROOF | 84 | 1200 | 92a984c9-2ba1-4d14-8ea9-00b82c8bcc9b | LAYER-3D-ROOF | active | Pending

## 04_Spaces
04 Spaces | Không gian/phòng/khu vực.
space_id | name | floor_id | space_type | area_m2 | ifc_space_guid | cobie_space_name | occupancy_capacity | dtp_zone_ids | review_status
SP-B2-PARKING-A | Parking Zone A | FL-B2 | Parking | 1200 | 73769a44-6253-4800-9012-e9de9c37b660 | Parking Zone A | 150 |  | Pending
SP-B2-WATER-TANK | Water Tank Room | FL-B2 | MEP Room | 260 | 4e6f46ae-dc5c-40c9-a10c-c15bb1313ce0 | Water Tank Room | 0 |  | Pending
SP-B1-CHILLER | Chiller Plant Room | FL-B1 | MEP Room | 420 | a8793967-6f0e-45b4-af01-540dda7c0d97 | Chiller Plant Room | 0 | ZONE-HVAC-B1-PLANT | Pending
SP-B1-FIRE-PUMP | Fire Pump Room | FL-B1 | MEP Room | 160 | 35a75595-b9c9-49d4-8cec-bc899b8783ef | Fire Pump Room | 0 | ZONE-FIRE-B1 | Pending
SP-L01-LOBBY | Main Lobby | FL-L01 | Public Area | 650 | b8c30088-0105-4dcd-8b69-0636b1c288fd | Main Lobby | 81 | ZONE-PUBLIC-L01 | Pending
SP-L01-SECURITY | Security Control Room | FL-L01 | Control Room | 75 | a15e4326-528a-4cf4-9b3d-d21325b2f147 | Security Control Room | 10 | ZONE-PUBLIC-L01 | Pending
SP-L02-OFFICE-A | Office Area A | FL-L02 | Office | 900 | e8e9c886-caba-4519-8d8b-99149d7e454b | Office Area A | 112 | ZONE-OFFICE-L02 | Pending
SP-L03-MEETING | Meeting Suite | FL-L03 | Office | 520 | 6be8d72a-7276-4f29-964b-d73e09b1a848 | Meeting Suite | 65 |  | Pending
SP-L04-AHU | AHU Room Level 4 | FL-L04 | MEP Room | 85 | bfd40a4a-8620-48c2-96f6-e96102b58c73 | AHU Room Level 4 | 0 |  | Pending
SP-L05-OFFICE-A | Office Area A | FL-L05 | Office | 900 | e3874e13-a653-4708-b7e8-e4ad5dd19612 | Office Area A | 112 | ZONE-OFFICE-L05 | Pending
SP-L10-OFFICE-A | Office Area A | FL-L10 | Office | 900 | d8a09ea1-2798-4b47-ae7c-4b61e43764aa | Office Area A | 112 | ZONE-OFFICE-L10 | Pending
SP-L20-OFFICE-A | Office Area A | FL-L20 | Office | 900 | ca1e8a08-3266-4c55-8e73-4448464527f0 | Office Area A | 112 | ZONE-OFFICE-L20 | Pending
SP-ROOF-ELEV-MACHINE | Lift Machine Room | FL-ROOF | MEP Room | 120 | 212a504f-606a-4b35-93f3-2f8e16ababea | Lift Machine Room | 0 | ZONE-ROOF-TECH | Pending
SP-ROOF-SOLAR | Rooftop Solar Area | FL-ROOF | Technical Area | 500 | 9e4106af-fa5e-428a-a6bc-6109af0ada7b | Rooftop Solar Area | 0 | ZONE-ROOF-TECH | Pending

## 05_Zones
05 Zones | Zone vận hành để overlay và tổng hợp dữ liệu realtime.
zone_id | name | zone_type | floor_id | space_ids | default_color | realtime_color_rule_id | review_status
ZONE-HVAC-B1-PLANT | HVAC Plant Zone | HVAC | FL-B1 | SP-B1-CHILLER | #808080 | RULE-COLOR-ZONE-HVAC-B1-PLANT | Pending
ZONE-FIRE-B1 | Fire Protection Zone B1 | Fire Fighting | FL-B1 | SP-B1-FIRE-PUMP | #808080 | RULE-COLOR-ZONE-FIRE-B1 | Pending
ZONE-PUBLIC-L01 | Public Lobby Zone | Occupancy/Security | FL-L01 | SP-L01-LOBBY,SP-L01-SECURITY | #808080 | RULE-COLOR-ZONE-PUBLIC-L01 | Pending
ZONE-OFFICE-L02 | Office HVAC & Occupancy Zone L02 | HVAC/Occupancy | FL-L02 | SP-L02-OFFICE-A | #808080 | RULE-COLOR-ZONE-OFFICE-L02 | Pending
ZONE-OFFICE-L05 | Office HVAC & Occupancy Zone L05 | HVAC/Occupancy | FL-L05 | SP-L05-OFFICE-A | #808080 | RULE-COLOR-ZONE-OFFICE-L05 | Pending
ZONE-OFFICE-L10 | Office HVAC & Occupancy Zone L10 | HVAC/Occupancy | FL-L10 | SP-L10-OFFICE-A | #808080 | RULE-COLOR-ZONE-OFFICE-L10 | Pending
ZONE-OFFICE-L20 | Office HVAC & Occupancy Zone L20 | HVAC/Occupancy | FL-L20 | SP-L20-OFFICE-A | #808080 | RULE-COLOR-ZONE-OFFICE-L20 | Pending
ZONE-ROOF-TECH | Roof Technical Zone | Energy/MEP | FL-ROOF | SP-ROOF-ELEV-MACHINE,SP-ROOF-SOLAR | #808080 | RULE-COLOR-ZONE-ROOF-TECH | Pending

## 06_IFC_Objects
06 IFC Objects | Bắt buộc có IFC Name/GlobalId cho mọi object quan trọng trong IFC.
ifc_guid | ifc_entity | ifc_name | ifc_object_type | ifc_description | ifc_tag | predefined_type | source_model_id | facility_id | floor_id | space_id | zone_id | system | discipline | is_asset | asset_id | review_status | remarks
7bb212d3-67e7-425b-b40b-83dbc42526f7 | IfcBuildingStorey | Basement 2 | BuildingStorey | Storey extracted from IFC | B2 |  | IFC-ARCH-001 | FAC-OFFICE-TOWER-A | FL-B2 |  |  | Spatial | Architecture | No |  | Pending | Auto-extracted from JSON/IFC sample
cbf4c86f-d47b-4a15-8158-20c35f2638e8 | IfcBuildingStorey | Basement 1 | BuildingStorey | Storey extracted from IFC | B1 |  | IFC-ARCH-001 | FAC-OFFICE-TOWER-A | FL-B1 |  |  | Spatial | Architecture | No |  | Pending | Auto-extracted from JSON/IFC sample
e106a984-b5d1-48a7-a180-da9a5efd100c | IfcBuildingStorey | Level 1 | BuildingStorey | Storey extracted from IFC | L01 |  | IFC-ARCH-001 | FAC-OFFICE-TOWER-A | FL-L01 |  |  | Spatial | Architecture | No |  | Pending | Auto-extracted from JSON/IFC sample
acc4a3ce-7927-49eb-8a4b-e7300ee3aea4 | IfcBuildingStorey | Level 2 | BuildingStorey | Storey extracted from IFC | L02 |  | IFC-ARCH-001 | FAC-OFFICE-TOWER-A | FL-L02 |  |  | Spatial | Architecture | No |  | Pending | Auto-extracted from JSON/IFC sample
2e373ce9-c4c5-49a5-bac9-12c0ecf3dfec | IfcBuildingStorey | Level 3 | BuildingStorey | Storey extracted from IFC | L03 |  | IFC-ARCH-001 | FAC-OFFICE-TOWER-A | FL-L03 |  |  | Spatial | Architecture | No |  | Pending | Auto-extracted from JSON/IFC sample
44e58165-1e75-45c4-85e2-34a65caaa193 | IfcBuildingStorey | Level 4 | BuildingStorey | Storey extracted from IFC | L04 |  | IFC-ARCH-001 | FAC-OFFICE-TOWER-A | FL-L04 |  |  | Spatial | Architecture | No |  | Pending | Auto-extracted from JSON/IFC sample
7537ea3c-4cda-43e9-977f-140923654450 | IfcBuildingStorey | Level 5 | BuildingStorey | Storey extracted from IFC | L05 |  | IFC-ARCH-001 | FAC-OFFICE-TOWER-A | FL-L05 |  |  | Spatial | Architecture | No |  | Pending | Auto-extracted from JSON/IFC sample
cdc46e8e-c4bc-4fd7-942f-0f666f4d734d | IfcBuildingStorey | Level 10 | BuildingStorey | Storey extracted from IFC | L10 |  | IFC-ARCH-001 | FAC-OFFICE-TOWER-A | FL-L10 |  |  | Spatial | Architecture | No |  | Pending | Auto-extracted from JSON/IFC sample
9efd4210-c86b-42cb-98b0-2d421831088b | IfcBuildingStorey | Level 20 | BuildingStorey | Storey extracted from IFC | L20 |  | IFC-ARCH-001 | FAC-OFFICE-TOWER-A | FL-L20 |  |  | Spatial | Architecture | No |  | Pending | Auto-extracted from JSON/IFC sample
92a984c9-2ba1-4d14-8ea9-00b82c8bcc9b | IfcBuildingStorey | Roof | BuildingStorey | Storey extracted from IFC | ROOF |  | IFC-ARCH-001 | FAC-OFFICE-TOWER-A | FL-ROOF |  |  | Spatial | Architecture | No |  | Pending | Auto-extracted from JSON/IFC sample
73769a44-6253-4800-9012-e9de9c37b660 | IfcSpace | Parking Zone A | Parking | Space extracted from IFC | SP-B2-PARKING-A | Parking | IFC-ARCH-001 | FAC-OFFICE-TOWER-A | FL-B2 | SP-B2-PARKING-A |  | Spatial | Architecture | No |  | Pending | Auto-extracted from JSON/IFC sample
4e6f46ae-dc5c-40c9-a10c-c15bb1313ce0 | IfcSpace | Water Tank Room | MEP Room | Space extracted from IFC | SP-B2-WATER-TANK | MEP Room | IFC-ARCH-001 | FAC-OFFICE-TOWER-A | FL-B2 | SP-B2-WATER-TANK |  | Spatial | Architecture | No |  | Pending | Auto-extracted from JSON/IFC sample
a8793967-6f0e-45b4-af01-540dda7c0d97 | IfcSpace | Chiller Plant Room | MEP Room | Space extracted from IFC | SP-B1-CHILLER | MEP Room | IFC-ARCH-001 | FAC-OFFICE-TOWER-A | FL-B1 | SP-B1-CHILLER | ZONE-HVAC-B1-PLANT | Spatial | Architecture | No |  | Pending | Auto-extracted from JSON/IFC sample
35a75595-b9c9-49d4-8cec-bc899b8783ef | IfcSpace | Fire Pump Room | MEP Room | Space extracted from IFC | SP-B1-FIRE-PUMP | MEP Room | IFC-ARCH-001 | FAC-OFFICE-TOWER-A | FL-B1 | SP-B1-FIRE-PUMP | ZONE-FIRE-B1 | Spatial | Architecture | No |  | Pending | Auto-extracted from JSON/IFC sample
b8c30088-0105-4dcd-8b69-0636b1c288fd | IfcSpace | Main Lobby | Public Area | Space extracted from IFC | SP-L01-LOBBY | Public Area | IFC-ARCH-001 | FAC-OFFICE-TOWER-A | FL-L01 | SP-L01-LOBBY | ZONE-PUBLIC-L01 | Spatial | Architecture | No |  | Pending | Auto-extracted from JSON/IFC sample
a15e4326-528a-4cf4-9b3d-d21325b2f147 | IfcSpace | Security Control Room | Control Room | Space extracted from IFC | SP-L01-SECURITY | Control Room | IFC-ARCH-001 | FAC-OFFICE-TOWER-A | FL-L01 | SP-L01-SECURITY | ZONE-PUBLIC-L01 | Spatial | Architecture | No |  | Pending | Auto-extracted from JSON/IFC sample
e8e9c886-caba-4519-8d8b-99149d7e454b | IfcSpace | Office Area A | Office | Space extracted from IFC | SP-L02-OFFICE-A | Office | IFC-ARCH-001 | FAC-OFFICE-TOWER-A | FL-L02 | SP-L02-OFFICE-A | ZONE-OFFICE-L02 | Spatial | Architecture | No |  | Pending | Auto-extracted from JSON/IFC sample
6be8d72a-7276-4f29-964b-d73e09b1a848 | IfcSpace | Meeting Suite | Office | Space extracted from IFC | SP-L03-MEETING | Office | IFC-ARCH-001 | FAC-OFFICE-TOWER-A | FL-L03 | SP-L03-MEETING |  | Spatial | Architecture | No |  | Pending | Auto-extracted from JSON/IFC sample
bfd40a4a-8620-48c2-96f6-e96102b58c73 | IfcSpace | AHU Room Level 4 | MEP Room | Space extracted from IFC | SP-L04-AHU | MEP Room | IFC-ARCH-001 | FAC-OFFICE-TOWER-A | FL-L04 | SP-L04-AHU |  | Spatial | Architecture | No |  | Pending | Auto-extracted from JSON/IFC sample
e3874e13-a653-4708-b7e8-e4ad5dd19612 | IfcSpace | Office Area A | Office | Space extracted from IFC | SP-L05-OFFICE-A | Office | IFC-ARCH-001 | FAC-OFFICE-TOWER-A | FL-L05 | SP-L05-OFFICE-A | ZONE-OFFICE-L05 | Spatial | Architecture | No |  | Pending | Auto-extracted from JSON/IFC sample
d8a09ea1-2798-4b47-ae7c-4b61e43764aa | IfcSpace | Office Area A | Office | Space extracted from IFC | SP-L10-OFFICE-A | Office | IFC-ARCH-001 | FAC-OFFICE-TOWER-A | FL-L10 | SP-L10-OFFICE-A | ZONE-OFFICE-L10 | Spatial | Architecture | No |  | Pending | Auto-extracted from JSON/IFC sample
ca1e8a08-3266-4c55-8e73-4448464527f0 | IfcSpace | Office Area A | Office | Space extracted from IFC | SP-L20-OFFICE-A | Office | IFC-ARCH-001 | FAC-OFFICE-TOWER-A | FL-L20 | SP-L20-OFFICE-A | ZONE-OFFICE-L20 | Spatial | Architecture | No |  | Pending | Auto-extracted from JSON/IFC sample
212a504f-606a-4b35-93f3-2f8e16ababea | IfcSpace | Lift Machine Room | MEP Room | Space extracted from IFC | SP-ROOF-ELEV-MACHINE | MEP Room | IFC-ARCH-001 | FAC-OFFICE-TOWER-A | FL-ROOF | SP-ROOF-ELEV-MACHINE | ZONE-ROOF-TECH | Spatial | Architecture | No |  | Pending | Auto-extracted from JSON/IFC sample
9e4106af-fa5e-428a-a6bc-6109af0ada7b | IfcSpace | Rooftop Solar Area | Technical Area | Space extracted from IFC | SP-ROOF-SOLAR | Technical Area | IFC-ARCH-001 | FAC-OFFICE-TOWER-A | FL-ROOF | SP-ROOF-SOLAR | ZONE-ROOF-TECH | Spatial | Architecture | No |  | Pending | Auto-extracted from JSON/IFC sample
8ca2d6f4-d861-493a-9fba-47ec40dd32b8 | IfcEnergyConversionDevice | Water Cooled Chiller 01 | WaterCooledChiller | Water Cooled Chiller 01 | CHILLER-001 | WaterCooledChiller | IFC-MEP-001 | FAC-OFFICE-TOWER-A | FL-B1 | SP-B1-CHILLER | ZONE-HVAC-B1-PLANT | HVAC | MEP | Yes | CHILLER-001 | Pending | Maintainable asset candidate from BIM/COBie handover
75256b8d-7566-435b-ad6f-fe431c268384 | IfcEnergyConversionDevice | Water Cooled Chiller 02 | WaterCooledChiller | Water Cooled Chiller 02 | CHILLER-002 | WaterCooledChiller | IFC-MEP-001 | FAC-OFFICE-TOWER-A | FL-B1 | SP-B1-CHILLER | ZONE-HVAC-B1-PLANT | HVAC | MEP | Yes | CHILLER-002 | Pending | Maintainable asset candidate from BIM/COBie handover
e3b13a4f-0f77-4d61-942e-fb0d2b746d10 | IfcFlowMovingDevice | Chilled Water Pump 01 | ChilledWaterPump | Chilled Water Pump 01 | CHWP-001 | ChilledWaterPump | IFC-MEP-001 | FAC-OFFICE-TOWER-A | FL-B1 | SP-B1-CHILLER | ZONE-HVAC-B1-PLANT | HVAC | MEP | Yes | CHWP-001 | Pending | Maintainable asset candidate from BIM/COBie handover
375672b9-c998-4f82-b686-68049252540f | IfcFlowMovingDevice | Chilled Water Pump 02 | ChilledWaterPump | Chilled Water Pump 02 | CHWP-002 | ChilledWaterPump | IFC-MEP-001 | FAC-OFFICE-TOWER-A | FL-B1 | SP-B1-CHILLER | ZONE-HVAC-B1-PLANT | HVAC | MEP | Yes | CHWP-002 | Pending | Maintainable asset candidate from BIM/COBie handover
08bb2ecb-60df-4740-95bb-40dc1ea78f63 | IfcFlowMovingDevice | Condenser Water Pump 01 | CondenserWaterPump | Condenser Water Pump 01 | CWP-001 | CondenserWaterPump | IFC-MEP-001 | FAC-OFFICE-TOWER-A | FL-B1 | SP-B1-CHILLER | ZONE-HVAC-B1-PLANT | HVAC | MEP | Yes | CWP-001 | Pending | Maintainable asset candidate from BIM/COBie handover
5bfb7e78-c91b-4a89-965d-de801cb5108f | IfcEnergyConversionDevice | Cooling Tower 01 | CoolingTower | Cooling Tower 01 | CT-001 | CoolingTower | IFC-MEP-001 | FAC-OFFICE-TOWER-A | FL-ROOF | SP-ROOF-SOLAR | ZONE-ROOF-TECH | HVAC | MEP | Yes | CT-001 | Pending | Maintainable asset candidate from BIM/COBie handover
6f9aa529-3c8c-41e6-a964-a3af049921c5 | IfcFlowTreatmentDevice | Air Handling Unit L04-01 | AHU | Air Handling Unit L04-01 | AHU-L04-001 | AHU | IFC-MEP-001 | FAC-OFFICE-TOWER-A | FL-L04 | SP-L04-AHU | ZONE-OFFICE-L05 | HVAC | MEP | Yes | AHU-L04-001 | Pending | Maintainable asset candidate from BIM/COBie handover
007f4839-0d75-4f3b-a264-4ff9c71bec3d | IfcFlowTerminal | Fan Coil Unit L02-001 | FCU | Fan Coil Unit L02-001 | FCU-L02-001 | FCU | IFC-MEP-001 | FAC-OFFICE-TOWER-A | FL-L02 | SP-L02-OFFICE-A | ZONE-OFFICE-L02 | HVAC | MEP | Yes | FCU-L02-001 | Pending | Maintainable asset candidate from BIM/COBie handover
bd651c89-4802-4f98-9c28-19f8e72f04c7 | IfcFlowController | VAV Box L02-001 | VAV | VAV Box L02-001 | VAV-L02-001 | VAV | IFC-MEP-001 | FAC-OFFICE-TOWER-A | FL-L02 | SP-L02-OFFICE-A | ZONE-OFFICE-L02 | HVAC | MEP | Yes | VAV-L02-001 | Pending | Maintainable asset candidate from BIM/COBie handover
ba559227-d5d4-48ee-8b50-8bd3ebd39201 | IfcFlowTerminal | Fan Coil Unit L05-001 | FCU | Fan Coil Unit L05-001 | FCU-L05-001 | FCU | IFC-MEP-001 | FAC-OFFICE-TOWER-A | FL-L05 | SP-L05-OFFICE-A | ZONE-OFFICE-L05 | HVAC | MEP | Yes | FCU-L05-001 | Pending | Maintainable asset candidate from BIM/COBie handover
5afa5db8-b04d-461f-8a15-4c53e55e3c88 | IfcFlowController | VAV Box L05-001 | VAV | VAV Box L05-001 | VAV-L05-001 | VAV | IFC-MEP-001 | FAC-OFFICE-TOWER-A | FL-L05 | SP-L05-OFFICE-A | ZONE-OFFICE-L05 | HVAC | MEP | Yes | VAV-L05-001 | Pending | Maintainable asset candidate from BIM/COBie handover
d3aa0593-2a36-463a-afac-a9e421da167b | IfcFlowTerminal | Fan Coil Unit L10-001 | FCU | Fan Coil Unit L10-001 | FCU-L10-001 | FCU | IFC-MEP-001 | FAC-OFFICE-TOWER-A | FL-L10 | SP-L10-OFFICE-A | ZONE-OFFICE-L10 | HVAC | MEP | Yes | FCU-L10-001 | Pending | Maintainable asset candidate from BIM/COBie handover
790996df-89c1-4148-9650-dd6b39aa33ef | IfcFlowController | VAV Box L10-001 | VAV | VAV Box L10-001 | VAV-L10-001 | VAV | IFC-MEP-001 | FAC-OFFICE-TOWER-A | FL-L10 | SP-L10-OFFICE-A | ZONE-OFFICE-L10 | HVAC | MEP | Yes | VAV-L10-001 | Pending | Maintainable asset candidate from BIM/COBie handover
c9110d5f-e5b1-4aed-b787-7c3b40f17fae | IfcFlowTerminal | Fan Coil Unit L20-001 | FCU | Fan Coil Unit L20-001 | FCU-L20-001 | FCU | IFC-MEP-001 | FAC-OFFICE-TOWER-A | FL-L20 | SP-L20-OFFICE-A | ZONE-OFFICE-L20 | HVAC | MEP | Yes | FCU-L20-001 | Pending | Maintainable asset candidate from BIM/COBie handover
6ad8b8d2-9d99-44b0-b5db-8cddea06d2ee | IfcFlowController | VAV Box L20-001 | VAV | VAV Box L20-001 | VAV-L20-001 | VAV | IFC-MEP-001 | FAC-OFFICE-TOWER-A | FL-L20 | SP-L20-OFFICE-A | ZONE-OFFICE-L20 | HVAC | MEP | Yes | VAV-L20-001 | Pending | Maintainable asset candidate from BIM/COBie handover
56e449e7-1b67-4383-b6b3-9afcc54673bc | IfcElectricDistributionBoard | Transformer 01 | Transformer | Transformer 01 | TR-001 | Transformer | IFC-MEP-001 | FAC-OFFICE-TOWER-A | FL-B1 | SP-B1-CHILLER | ZONE-HVAC-B1-PLANT | Electrical | MEP | Yes | TR-001 | Pending | Maintainable asset candidate from BIM/COBie handover
bfe1ef74-8838-472b-ac5b-28a10eb7cdda | IfcElectricDistributionBoard | Main Distribution Board 01 | MDB | Main Distribution Board 01 | MDB-001 | MDB | IFC-MEP-001 | FAC-OFFICE-TOWER-A | FL-B1 | SP-B1-CHILLER | ZONE-HVAC-B1-PLANT | Electrical | MEP | Yes | MDB-001 | Pending | Maintainable asset candidate from BIM/COBie handover
8425ee0b-4249-41a9-8a5b-c39151410a62 | IfcSwitchingDevice | Automatic Transfer Switch 01 | ATS | Automatic Transfer Switch 01 | ATS-001 | ATS | IFC-MEP-001 | FAC-OFFICE-TOWER-A | FL-B1 | SP-B1-CHILLER | ZONE-HVAC-B1-PLANT | Electrical | MEP | Yes | ATS-001 | Pending | Maintainable asset candidate from BIM/COBie handover
26928abd-db3f-4513-a8e1-84ad366915a9 | IfcElectricGenerator | Diesel Generator 01 | DieselGenerator | Diesel Generator 01 | GEN-001 | DieselGenerator | IFC-MEP-001 | FAC-OFFICE-TOWER-A | FL-B1 | SP-B1-CHILLER | ZONE-HVAC-B1-PLANT | Electrical | MEP | Yes | GEN-001 | Pending | Maintainable asset candidate from BIM/COBie handover
7452bac0-7e08-42f0-a13e-502216a5dc87 | IfcElectricAppliance | UPS System 01 | UPS | UPS System 01 | UPS-001 | UPS | IFC-MEP-001 | FAC-OFFICE-TOWER-A | FL-L01 | SP-L01-SECURITY | ZONE-PUBLIC-L01 | Electrical | MEP | Yes | UPS-001 | Pending | Maintainable asset candidate from BIM/COBie handover
8bbf5041-36c5-499d-9702-108312fdfaf1 | IfcElectricDistributionBoard | Lighting Panel L01-001 | LP | Lighting Panel L01-001 | LP-L01-001 | LP | IFC-MEP-001 | FAC-OFFICE-TOWER-A | FL-L01 | SP-L01-LOBBY | ZONE-PUBLIC-L01 | Electrical | MEP | Yes | LP-L01-001 | Pending | Maintainable asset candidate from BIM/COBie handover
6aae7531-5c3e-474d-98d3-f42a6e242cd9 | IfcElectricDistributionBoard | Lighting Panel L02-001 | LP | Lighting Panel L02-001 | LP-L02-001 | LP | IFC-MEP-001 | FAC-OFFICE-TOWER-A | FL-L02 | SP-L02-OFFICE-A | ZONE-OFFICE-L02 | Electrical | MEP | Yes | LP-L02-001 | Pending | Maintainable asset candidate from BIM/COBie handover
12bb2429-7a80-4a5a-baab-b7a713f4bac8 | IfcElectricDistributionBoard | Lighting Panel L05-001 | LP | Lighting Panel L05-001 | LP-L05-001 | LP | IFC-MEP-001 | FAC-OFFICE-TOWER-A | FL-L05 | SP-L05-OFFICE-A | ZONE-OFFICE-L05 | Electrical | MEP | Yes | LP-L05-001 | Pending | Maintainable asset candidate from BIM/COBie handover
11fc6f7f-058c-4741-bd10-65394be04638 | IfcElectricDistributionBoard | Lighting Panel L10-001 | LP | Lighting Panel L10-001 | LP-L10-001 | LP | IFC-MEP-001 | FAC-OFFICE-TOWER-A | FL-L10 | SP-L10-OFFICE-A | ZONE-OFFICE-L10 | Electrical | MEP | Yes | LP-L10-001 | Pending | Maintainable asset candidate from BIM/COBie handover
7fa8e1c6-bbfd-4c90-9fc7-de5177593148 | IfcElectricDistributionBoard | Lighting Panel L20-001 | LP | Lighting Panel L20-001 | LP-L20-001 | LP | IFC-MEP-001 | FAC-OFFICE-TOWER-A | FL-L20 | SP-L20-OFFICE-A | ZONE-OFFICE-L20 | Electrical | MEP | Yes | LP-L20-001 | Pending | Maintainable asset candidate from BIM/COBie handover
04330da6-50e9-4b75-b45a-e9f692abb4a0 | IfcFlowMovingDevice | Main Fire Pump 01 | MainFirePump | Main Fire Pump 01 | FIRE-PUMP-001 | MainFirePump | IFC-MEP-001 | FAC-OFFICE-TOWER-A | FL-B1 | SP-B1-FIRE-PUMP | ZONE-FIRE-B1 | Fire Fighting | MEP | Yes | FIRE-PUMP-001 | Pending | Maintainable asset candidate from BIM/COBie handover
ba44cd47-a556-4098-8ef7-931f3cbb4568 | IfcFlowMovingDevice | Jockey Pump 01 | JockeyPump | Jockey Pump 01 | JOCKEY-PUMP-001 | JockeyPump | IFC-MEP-001 | FAC-OFFICE-TOWER-A | FL-B1 | SP-B1-FIRE-PUMP | ZONE-FIRE-B1 | Fire Fighting | MEP | Yes | JOCKEY-PUMP-001 | Pending | Maintainable asset candidate from BIM/COBie handover
f44e3010-24a7-4d6e-9763-9931a796b631 | IfcAlarm | Fire Alarm Control Panel | FACP | Fire Alarm Control Panel | FACP-001 | FACP | IFC-MEP-001 | FAC-OFFICE-TOWER-A | FL-L01 | SP-L01-SECURITY | ZONE-PUBLIC-L01 | Fire Alarm | MEP | Yes | FACP-001 | Pending | Maintainable asset candidate from BIM/COBie handover
dd9f822e-4f64-4dcc-b585-06d9d4308033 | IfcSensor | Smoke Detector B2-001 | SmokeDetector | Smoke Detector B2-001 | SMOKE-B2-001 | SmokeDetector | IFC-MEP-001 | FAC-OFFICE-TOWER-A | FL-B2 | SP-B2-PARKING-A | ZONE-FIRE-B1 | Fire Alarm | MEP | Yes | SMOKE-B2-001 | Pending | Maintainable asset candidate from BIM/COBie handover
6ff2f275-ecdd-4276-b839-4c7b453f734a | IfcValve | Sprinkler Zone Valve B2-001 | SprinklerValve | Sprinkler Zone Valve B2-001 | SPRINKLER-B2-001 | SprinklerValve | IFC-MEP-001 | FAC-OFFICE-TOWER-A | FL-B2 | SP-B2-PARKING-A | ZONE-FIRE-B1 | Fire Fighting | MEP | Yes | SPRINKLER-B2-001 | Pending | Maintainable asset candidate from BIM/COBie handover
2c04cd7b-491c-40f9-a50b-0cd87dbf9008 | IfcSensor | Smoke Detector L01-001 | SmokeDetector | Smoke Detector L01-001 | SMOKE-L01-001 | SmokeDetector | IFC-MEP-001 | FAC-OFFICE-TOWER-A | FL-L01 | SP-L01-LOBBY | ZONE-PUBLIC-L01 | Fire Alarm | MEP | Yes | SMOKE-L01-001 | Pending | Maintainable asset candidate from BIM/COBie handover
234df69b-989e-4ae3-9b59-176722505a16 | IfcValve | Sprinkler Zone Valve L01-001 | SprinklerValve | Sprinkler Zone Valve L01-001 | SPRINKLER-L01-001 | SprinklerValve | IFC-MEP-001 | FAC-OFFICE-TOWER-A | FL-L01 | SP-L01-LOBBY | ZONE-PUBLIC-L01 | Fire Fighting | MEP | Yes | SPRINKLER-L01-001 | Pending | Maintainable asset candidate from BIM/COBie handover
2f12543c-cd24-466d-8527-d0c7bc2efd92 | IfcSensor | Smoke Detector L02-001 | SmokeDetector | Smoke Detector L02-001 | SMOKE-L02-001 | SmokeDetector | IFC-MEP-001 | FAC-OFFICE-TOWER-A | FL-L02 | SP-L02-OFFICE-A | ZONE-OFFICE-L02 | Fire Alarm | MEP | Yes | SMOKE-L02-001 | Pending | Maintainable asset candidate from BIM/COBie handover
0dfdd687-af51-40be-9965-c66edde933a3 | IfcValve | Sprinkler Zone Valve L02-001 | SprinklerValve | Sprinkler Zone Valve L02-001 | SPRINKLER-L02-001 | SprinklerValve | IFC-MEP-001 | FAC-OFFICE-TOWER-A | FL-L02 | SP-L02-OFFICE-A | ZONE-OFFICE-L02 | Fire Fighting | MEP | Yes | SPRINKLER-L02-001 | Pending | Maintainable asset candidate from BIM/COBie handover
292386e8-bd06-41ea-a82f-d785afca003b | IfcSensor | Smoke Detector L05-001 | SmokeDetector | Smoke Detector L05-001 | SMOKE-L05-001 | SmokeDetector | IFC-MEP-001 | FAC-OFFICE-TOWER-A | FL-L05 | SP-L05-OFFICE-A | ZONE-OFFICE-L05 | Fire Alarm | MEP | Yes | SMOKE-L05-001 | Pending | Maintainable asset candidate from BIM/COBie handover
861a2a44-7af8-4ddb-887d-2611069ca668 | IfcValve | Sprinkler Zone Valve L05-001 | SprinklerValve | Sprinkler Zone Valve L05-001 | SPRINKLER-L05-001 | SprinklerValve | IFC-MEP-001 | FAC-OFFICE-TOWER-A | FL-L05 | SP-L05-OFFICE-A | ZONE-OFFICE-L05 | Fire Fighting | MEP | Yes | SPRINKLER-L05-001 | Pending | Maintainable asset candidate from BIM/COBie handover
aee0248a-350d-4fdf-b757-bfc68e4861f1 | IfcSensor | Smoke Detector L10-001 | SmokeDetector | Smoke Detector L10-001 | SMOKE-L10-001 | SmokeDetector | IFC-MEP-001 | FAC-OFFICE-TOWER-A | FL-L10 | SP-L10-OFFICE-A | ZONE-OFFICE-L10 | Fire Alarm | MEP | Yes | SMOKE-L10-001 | Pending | Maintainable asset candidate from BIM/COBie handover
02d03615-f1b0-4206-8322-13ac6bc7ae44 | IfcValve | Sprinkler Zone Valve L10-001 | SprinklerValve | Sprinkler Zone Valve L10-001 | SPRINKLER-L10-001 | SprinklerValve | IFC-MEP-001 | FAC-OFFICE-TOWER-A | FL-L10 | SP-L10-OFFICE-A | ZONE-OFFICE-L10 | Fire Fighting | MEP | Yes | SPRINKLER-L10-001 | Pending | Maintainable asset candidate from BIM/COBie handover
706ac21f-c409-43ec-adae-1aafb0260858 | IfcSensor | Smoke Detector L20-001 | SmokeDetector | Smoke Detector L20-001 | SMOKE-L20-001 | SmokeDetector | IFC-MEP-001 | FAC-OFFICE-TOWER-A | FL-L20 | SP-L20-OFFICE-A | ZONE-OFFICE-L20 | Fire Alarm | MEP | Yes | SMOKE-L20-001 | Pending | Maintainable asset candidate from BIM/COBie handover
554ddc96-685e-4c19-b62a-1d3cf042a954 | IfcValve | Sprinkler Zone Valve L20-001 | SprinklerValve | Sprinkler Zone Valve L20-001 | SPRINKLER-L20-001 | SprinklerValve | IFC-MEP-001 | FAC-OFFICE-TOWER-A | FL-L20 | SP-L20-OFFICE-A | ZONE-OFFICE-L20 | Fire Fighting | MEP | Yes | SPRINKLER-L20-001 | Pending | Maintainable asset candidate from BIM/COBie handover
968428ad-028c-4999-9f22-0280fe6ec3bf | IfcFlowMovingDevice | Domestic Water Pump 01 | DomesticWaterPump | Domestic Water Pump 01 | DOM-PUMP-001 | DomesticWaterPump | IFC-MEP-001 | FAC-OFFICE-TOWER-A | FL-B2 | SP-B2-WATER-TANK | ZONE-FIRE-B1 | Plumbing | MEP | Yes | DOM-PUMP-001 | Pending | Maintainable asset candidate from BIM/COBie handover
b43e559e-ee99-49c2-8a8a-d6786b3bf5c9 | IfcFlowMovingDevice | Sump Pump B2-001 | SumpPump | Sump Pump B2-001 | SUMP-PUMP-B2-001 | SumpPump | IFC-MEP-001 | FAC-OFFICE-TOWER-A | FL-B2 | SP-B2-WATER-TANK | ZONE-FIRE-B1 | Drainage | MEP | Yes | SUMP-PUMP-B2-001 | Pending | Maintainable asset candidate from BIM/COBie handover
8e23e835-f0e8-4633-ad67-b5fb7b659ee8 | IfcFlowMeter | Main Water Meter 01 | WaterMeter | Main Water Meter 01 | WATER-METER-001 | WaterMeter | IFC-MEP-001 | FAC-OFFICE-TOWER-A | FL-B2 | SP-B2-WATER-TANK | ZONE-FIRE-B1 | Plumbing | MEP | Yes | WATER-METER-001 | Pending | Maintainable asset candidate from BIM/COBie handover
3bf1c62f-0b41-4975-b17e-d88f02b6efbb | IfcTank | Domestic Water Tank B2 | WaterTank | Domestic Water Tank B2 | WATER-TANK-B2-001 | WaterTank | IFC-MEP-001 | FAC-OFFICE-TOWER-A | FL-B2 | SP-B2-WATER-TANK | ZONE-FIRE-B1 | Plumbing | MEP | Yes | WATER-TANK-B2-001 | Pending | Maintainable asset candidate from BIM/COBie handover
6bd54e63-e5cc-48ff-afd5-3d1ed0a44f52 | IfcTransportElement | Passenger Lift 01 | PassengerLift | Passenger Lift 01 | LIFT-01 | PassengerLift | IFC-MEP-001 | FAC-OFFICE-TOWER-A | FL-ROOF | SP-ROOF-ELEV-MACHINE | ZONE-ROOF-TECH | Vertical Transportation | MEP | Yes | LIFT-01 | Pending | Maintainable asset candidate from BIM/COBie handover
50345f0e-9930-40df-bbef-1731063f72e1 | IfcTransportElement | Passenger Lift 02 | PassengerLift | Passenger Lift 02 | LIFT-02 | PassengerLift | IFC-MEP-001 | FAC-OFFICE-TOWER-A | FL-ROOF | SP-ROOF-ELEV-MACHINE | ZONE-ROOF-TECH | Vertical Transportation | MEP | Yes | LIFT-02 | Pending | Maintainable asset candidate from BIM/COBie handover
45d3a2aa-74c5-442e-a856-c77740a04c0f | IfcTransportElement | Passenger Lift 03 | PassengerLift | Passenger Lift 03 | LIFT-03 | PassengerLift | IFC-MEP-001 | FAC-OFFICE-TOWER-A | FL-ROOF | SP-ROOF-ELEV-MACHINE | ZONE-ROOF-TECH | Vertical Transportation | MEP | Yes | LIFT-03 | Pending | Maintainable asset candidate from BIM/COBie handover
3f37678f-3694-424c-9574-5207baf210c9 | IfcTransportElement | Passenger Lift 04 | PassengerLift | Passenger Lift 04 | LIFT-04 | PassengerLift | IFC-MEP-001 | FAC-OFFICE-TOWER-A | FL-ROOF | SP-ROOF-ELEV-MACHINE | ZONE-ROOF-TECH | Vertical Transportation | MEP | Yes | LIFT-04 | Pending | Maintainable asset candidate from BIM/COBie handover
c75c405c-b504-469f-bd8c-02beb5e4cc13 | IfcTransportElement | Escalator L01-001 | Escalator | Escalator L01-001 | ESC-L01-001 | Escalator | IFC-MEP-001 | FAC-OFFICE-TOWER-A | FL-L01 | SP-L01-LOBBY | ZONE-PUBLIC-L01 | Vertical Transportation | MEP | Yes | ESC-L01-001 | Pending | Maintainable asset candidate from BIM/COBie handover
5d7f0dba-d602-4b47-ae60-a9c60e7928e7 | IfcSensor | CCTV Camera B2-001 | IPCamera | CCTV Camera B2-001 | CCTV-B2-001 | IPCamera | IFC-MEP-001 | FAC-OFFICE-TOWER-A | FL-B2 | SP-B2-PARKING-A | ZONE-FIRE-B1 | Security | MEP | Yes | CCTV-B2-001 | Pending | Maintainable asset candidate from BIM/COBie handover
db2e9e9c-69fd-4a1f-9ba1-a06ec26fe722 | IfcSensor | CCTV Camera L01-001 | IPCamera | CCTV Camera L01-001 | CCTV-L01-001 | IPCamera | IFC-MEP-001 | FAC-OFFICE-TOWER-A | FL-L01 | SP-L01-LOBBY | ZONE-PUBLIC-L01 | Security | MEP | Yes | CCTV-L01-001 | Pending | Maintainable asset candidate from BIM/COBie handover
6e7ccf72-7a56-47e9-bd22-98ebf062de8e | IfcSensor | CCTV Camera L02-001 | IPCamera | CCTV Camera L02-001 | CCTV-L02-001 | IPCamera | IFC-MEP-001 | FAC-OFFICE-TOWER-A | FL-L02 | SP-L02-OFFICE-A | ZONE-OFFICE-L02 | Security | MEP | Yes | CCTV-L02-001 | Pending | Maintainable asset candidate from BIM/COBie handover
6fae420f-9b8f-4977-9c7e-05894f997733 | IfcController | Access Control Door L01-001 | AccessController | Access Control Door L01-001 | ACS-L01-001 | AccessController | IFC-MEP-001 | FAC-OFFICE-TOWER-A | FL-L01 | SP-L01-SECURITY | ZONE-PUBLIC-L01 | Access Control | MEP | Yes | ACS-L01-001 | Pending | Maintainable asset candidate from BIM/COBie handover
0953452d-1324-4bee-aa77-3bcc5a60cf2f | IfcSensor | License Plate Recognition Camera B2 | LPRCamera | License Plate Recognition Camera B2 | LPR-B2-001 | LPRCamera | IFC-MEP-001 | FAC-OFFICE-TOWER-A | FL-B2 | SP-B2-PARKING-A | ZONE-FIRE-B1 | Parking | MEP | Yes | LPR-B2-001 | Pending | Maintainable asset candidate from BIM/COBie handover
e1a99a10-ae7e-4869-8d03-c6b975bd820c | IfcDoor | Parking Barrier Gate B2 | BarrierGate | Parking Barrier Gate B2 | PARK-GATE-B2-001 | BarrierGate | IFC-MEP-001 | FAC-OFFICE-TOWER-A | FL-B2 | SP-B2-PARKING-A | ZONE-FIRE-B1 | Parking | MEP | Yes | PARK-GATE-B2-001 | Pending | Maintainable asset candidate from BIM/COBie handover
16dca2c1-2ae4-43dd-92a9-1bb37aa9f988 | IfcSensor | Indoor Air Quality Sensor L01-001 | IAQSensor | Indoor Air Quality Sensor L01-001 | IAQ-L01-001 | IAQSensor | IFC-MEP-001 | FAC-OFFICE-TOWER-A | FL-L01 | SP-L01-LOBBY | ZONE-PUBLIC-L01 | Environmental Monitoring | MEP | Yes | IAQ-L01-001 | Pending | Maintainable asset candidate from BIM/COBie handover
9f1f6e0c-0e40-42d5-8803-423e45f98a24 | IfcSensor | Occupancy Sensor L01-001 | OccupancySensor | Occupancy Sensor L01-001 | OCC-L01-001 | OccupancySensor | IFC-MEP-001 | FAC-OFFICE-TOWER-A | FL-L01 | SP-L01-LOBBY | ZONE-PUBLIC-L01 | Occupancy | MEP | Yes | OCC-L01-001 | Pending | Maintainable asset candidate from BIM/COBie handover
ee550c77-9953-4afe-8c48-59e47b68f208 | IfcSensor | Indoor Air Quality Sensor L02-001 | IAQSensor | Indoor Air Quality Sensor L02-001 | IAQ-L02-001 | IAQSensor | IFC-MEP-001 | FAC-OFFICE-TOWER-A | FL-L02 | SP-L02-OFFICE-A | ZONE-OFFICE-L02 | Environmental Monitoring | MEP | Yes | IAQ-L02-001 | Pending | Maintainable asset candidate from BIM/COBie handover
e1c981d6-df16-4b9d-aea1-65d021cc5c53 | IfcSensor | Occupancy Sensor L02-001 | OccupancySensor | Occupancy Sensor L02-001 | OCC-L02-001 | OccupancySensor | IFC-MEP-001 | FAC-OFFICE-TOWER-A | FL-L02 | SP-L02-OFFICE-A | ZONE-OFFICE-L02 | Occupancy | MEP | Yes | OCC-L02-001 | Pending | Maintainable asset candidate from BIM/COBie handover
593596bd-154c-41d2-8b7a-ce454ed2d864 | IfcSensor | Indoor Air Quality Sensor L05-001 | IAQSensor | Indoor Air Quality Sensor L05-001 | IAQ-L05-001 | IAQSensor | IFC-MEP-001 | FAC-OFFICE-TOWER-A | FL-L05 | SP-L05-OFFICE-A | ZONE-OFFICE-L05 | Environmental Monitoring | MEP | Yes | IAQ-L05-001 | Pending | Maintainable asset candidate from BIM/COBie handover
e4323c58-f59a-4f60-9d37-8b98ecc23aeb | IfcSensor | Occupancy Sensor L05-001 | OccupancySensor | Occupancy Sensor L05-001 | OCC-L05-001 | OccupancySensor | IFC-MEP-001 | FAC-OFFICE-TOWER-A | FL-L05 | SP-L05-OFFICE-A | ZONE-OFFICE-L05 | Occupancy | MEP | Yes | OCC-L05-001 | Pending | Maintainable asset candidate from BIM/COBie handover
10a31c7f-a8fa-4d3d-b93f-210aafa11166 | IfcSensor | Indoor Air Quality Sensor L10-001 | IAQSensor | Indoor Air Quality Sensor L10-001 | IAQ-L10-001 | IAQSensor | IFC-MEP-001 | FAC-OFFICE-TOWER-A | FL-L10 | SP-L10-OFFICE-A | ZONE-OFFICE-L10 | Environmental Monitoring | MEP | Yes | IAQ-L10-001 | Pending | Maintainable asset candidate from BIM/COBie handover
f7bd85c8-4960-4640-a68d-30bda1c11a9e | IfcSensor | Occupancy Sensor L10-001 | OccupancySensor | Occupancy Sensor L10-001 | OCC-L10-001 | OccupancySensor | IFC-MEP-001 | FAC-OFFICE-TOWER-A | FL-L10 | SP-L10-OFFICE-A | ZONE-OFFICE-L10 | Occupancy | MEP | Yes | OCC-L10-001 | Pending | Maintainable asset candidate from BIM/COBie handover
239beade-c540-4a1e-b775-b91c68d2e878 | IfcSensor | Indoor Air Quality Sensor L20-001 | IAQSensor | Indoor Air Quality Sensor L20-001 | IAQ-L20-001 | IAQSensor | IFC-MEP-001 | FAC-OFFICE-TOWER-A | FL-L20 | SP-L20-OFFICE-A | ZONE-OFFICE-L20 | Environmental Monitoring | MEP | Yes | IAQ-L20-001 | Pending | Maintainable asset candidate from BIM/COBie handover
5f2e7152-b28a-465c-8d60-0fd6769f86e6 | IfcSensor | Occupancy Sensor L20-001 | OccupancySensor | Occupancy Sensor L20-001 | OCC-L20-001 | OccupancySensor | IFC-MEP-001 | FAC-OFFICE-TOWER-A | FL-L20 | SP-L20-OFFICE-A | ZONE-OFFICE-L20 | Occupancy | MEP | Yes | OCC-L20-001 | Pending | Maintainable asset candidate from BIM/COBie handover
3f1ae6fe-58f6-4ddf-b62d-582dbc9f6427 | IfcFlowMeter | Main Power Meter 01 | PowerMeter | Main Power Meter 01 | PWR-METER-MAIN-001 | PowerMeter | IFC-MEP-001 | FAC-OFFICE-TOWER-A | FL-B1 | SP-B1-CHILLER | ZONE-HVAC-B1-PLANT | Energy Metering | MEP | Yes | PWR-METER-MAIN-001 | Pending | Maintainable asset candidate from BIM/COBie handover
9636843f-e391-4629-89da-1fe79b125377 | IfcElectricAppliance | Solar Inverter 01 | SolarInverter | Solar Inverter 01 | SOLAR-INV-001 | SolarInverter | IFC-MEP-001 | FAC-OFFICE-TOWER-A | FL-ROOF | SP-ROOF-SOLAR | ZONE-ROOF-TECH | Renewable Energy | MEP | Yes | SOLAR-INV-001 | Pending | Maintainable asset candidate from BIM/COBie handover

## 07_IFC_Metadata_EAV
07 IFC Metadata EAV | Metadata linh hoạt dạng Entity-Attribute-Value. LOI bắt buộc đánh dấu loi_required=Yes.
object_guid | object_name | object_entity | metadata_group | metadata_key | metadata_value | data_type | unit | source | loi_required | mapped_to_json_path | responsible_party | review_status | remarks
7bb212d3-67e7-425b-b40b-83dbc42526f7 | Basement 2 | IfcBuildingStorey | IFC_Core | ifc_entity | IfcBuildingStorey | text |  | IFC | Yes | ifc_objects[].ifc_entity | BIM Contractor | Pending
7bb212d3-67e7-425b-b40b-83dbc42526f7 | Basement 2 | IfcBuildingStorey | IFC_Core | ifc_name | Basement 2 | text |  | IFC | Yes | ifc_objects[].ifc_name | BIM Contractor | Pending
7bb212d3-67e7-425b-b40b-83dbc42526f7 | Basement 2 | IfcBuildingStorey | IFC_Core | ifc_object_type | BuildingStorey | text |  | IFC | Conditional | ifc_objects[].ifc_object_type | BIM Contractor | Pending
7bb212d3-67e7-425b-b40b-83dbc42526f7 | Basement 2 | IfcBuildingStorey | IFC_Core | predefined_type |  | text |  | IFC | Conditional | ifc_objects[].predefined_type | BIM Contractor | Pending
7bb212d3-67e7-425b-b40b-83dbc42526f7 | Basement 2 | IfcBuildingStorey | IFC_Core | floor_id | FL-B2 | text |  | IFC | Yes | ifc_objects[].floor_id | BIM Contractor | Pending
7bb212d3-67e7-425b-b40b-83dbc42526f7 | Basement 2 | IfcBuildingStorey | IFC_Core | space_id |  | text |  | IFC | Conditional | ifc_objects[].space_id | BIM Contractor | Pending
7bb212d3-67e7-425b-b40b-83dbc42526f7 | Basement 2 | IfcBuildingStorey | IFC_Core | zone_id |  | text |  | IFC | Conditional | ifc_objects[].zone_id | BIM Contractor | Pending
7bb212d3-67e7-425b-b40b-83dbc42526f7 | Basement 2 | IfcBuildingStorey | IFC_Core | system | Spatial | text |  | IFC | Conditional | ifc_objects[].system | BIM Contractor | Pending
7bb212d3-67e7-425b-b40b-83dbc42526f7 | Basement 2 | IfcBuildingStorey | IFC_Core | discipline | Architecture | text |  | IFC | Conditional | ifc_objects[].discipline | BIM Contractor | Pending
cbf4c86f-d47b-4a15-8158-20c35f2638e8 | Basement 1 | IfcBuildingStorey | IFC_Core | ifc_entity | IfcBuildingStorey | text |  | IFC | Yes | ifc_objects[].ifc_entity | BIM Contractor | Pending
cbf4c86f-d47b-4a15-8158-20c35f2638e8 | Basement 1 | IfcBuildingStorey | IFC_Core | ifc_name | Basement 1 | text |  | IFC | Yes | ifc_objects[].ifc_name | BIM Contractor | Pending
cbf4c86f-d47b-4a15-8158-20c35f2638e8 | Basement 1 | IfcBuildingStorey | IFC_Core | ifc_object_type | BuildingStorey | text |  | IFC | Conditional | ifc_objects[].ifc_object_type | BIM Contractor | Pending
cbf4c86f-d47b-4a15-8158-20c35f2638e8 | Basement 1 | IfcBuildingStorey | IFC_Core | predefined_type |  | text |  | IFC | Conditional | ifc_objects[].predefined_type | BIM Contractor | Pending
cbf4c86f-d47b-4a15-8158-20c35f2638e8 | Basement 1 | IfcBuildingStorey | IFC_Core | floor_id | FL-B1 | text |  | IFC | Yes | ifc_objects[].floor_id | BIM Contractor | Pending
cbf4c86f-d47b-4a15-8158-20c35f2638e8 | Basement 1 | IfcBuildingStorey | IFC_Core | space_id |  | text |  | IFC | Conditional | ifc_objects[].space_id | BIM Contractor | Pending
cbf4c86f-d47b-4a15-8158-20c35f2638e8 | Basement 1 | IfcBuildingStorey | IFC_Core | zone_id |  | text |  | IFC | Conditional | ifc_objects[].zone_id | BIM Contractor | Pending
cbf4c86f-d47b-4a15-8158-20c35f2638e8 | Basement 1 | IfcBuildingStorey | IFC_Core | system | Spatial | text |  | IFC | Conditional | ifc_objects[].system | BIM Contractor | Pending
cbf4c86f-d47b-4a15-8158-20c35f2638e8 | Basement 1 | IfcBuildingStorey | IFC_Core | discipline | Architecture | text |  | IFC | Conditional | ifc_objects[].discipline | BIM Contractor | Pending
e106a984-b5d1-48a7-a180-da9a5efd100c | Level 1 | IfcBuildingStorey | IFC_Core | ifc_entity | IfcBuildingStorey | text |  | IFC | Yes | ifc_objects[].ifc_entity | BIM Contractor | Pending
e106a984-b5d1-48a7-a180-da9a5efd100c | Level 1 | IfcBuildingStorey | IFC_Core | ifc_name | Level 1 | text |  | IFC | Yes | ifc_objects[].ifc_name | BIM Contractor | Pending
e106a984-b5d1-48a7-a180-da9a5efd100c | Level 1 | IfcBuildingStorey | IFC_Core | ifc_object_type | BuildingStorey | text |  | IFC | Conditional | ifc_objects[].ifc_object_type | BIM Contractor | Pending
e106a984-b5d1-48a7-a180-da9a5efd100c | Level 1 | IfcBuildingStorey | IFC_Core | predefined_type |  | text |  | IFC | Conditional | ifc_objects[].predefined_type | BIM Contractor | Pending
e106a984-b5d1-48a7-a180-da9a5efd100c | Level 1 | IfcBuildingStorey | IFC_Core | floor_id | FL-L01 | text |  | IFC | Yes | ifc_objects[].floor_id | BIM Contractor | Pending
e106a984-b5d1-48a7-a180-da9a5efd100c | Level 1 | IfcBuildingStorey | IFC_Core | space_id |  | text |  | IFC | Conditional | ifc_objects[].space_id | BIM Contractor | Pending
e106a984-b5d1-48a7-a180-da9a5efd100c | Level 1 | IfcBuildingStorey | IFC_Core | zone_id |  | text |  | IFC | Conditional | ifc_objects[].zone_id | BIM Contractor | Pending
e106a984-b5d1-48a7-a180-da9a5efd100c | Level 1 | IfcBuildingStorey | IFC_Core | system | Spatial | text |  | IFC | Conditional | ifc_objects[].system | BIM Contractor | Pending
e106a984-b5d1-48a7-a180-da9a5efd100c | Level 1 | IfcBuildingStorey | IFC_Core | discipline | Architecture | text |  | IFC | Conditional | ifc_objects[].discipline | BIM Contractor | Pending
acc4a3ce-7927-49eb-8a4b-e7300ee3aea4 | Level 2 | IfcBuildingStorey | IFC_Core | ifc_entity | IfcBuildingStorey | text |  | IFC | Yes | ifc_objects[].ifc_entity | BIM Contractor | Pending
acc4a3ce-7927-49eb-8a4b-e7300ee3aea4 | Level 2 | IfcBuildingStorey | IFC_Core | ifc_name | Level 2 | text |  | IFC | Yes | ifc_objects[].ifc_name | BIM Contractor | Pending
acc4a3ce-7927-49eb-8a4b-e7300ee3aea4 | Level 2 | IfcBuildingStorey | IFC_Core | ifc_object_type | BuildingStorey | text |  | IFC | Conditional | ifc_objects[].ifc_object_type | BIM Contractor | Pending
acc4a3ce-7927-49eb-8a4b-e7300ee3aea4 | Level 2 | IfcBuildingStorey | IFC_Core | predefined_type |  | text |  | IFC | Conditional | ifc_objects[].predefined_type | BIM Contractor | Pending
acc4a3ce-7927-49eb-8a4b-e7300ee3aea4 | Level 2 | IfcBuildingStorey | IFC_Core | floor_id | FL-L02 | text |  | IFC | Yes | ifc_objects[].floor_id | BIM Contractor | Pending
acc4a3ce-7927-49eb-8a4b-e7300ee3aea4 | Level 2 | IfcBuildingStorey | IFC_Core | space_id |  | text |  | IFC | Conditional | ifc_objects[].space_id | BIM Contractor | Pending
acc4a3ce-7927-49eb-8a4b-e7300ee3aea4 | Level 2 | IfcBuildingStorey | IFC_Core | zone_id |  | text |  | IFC | Conditional | ifc_objects[].zone_id | BIM Contractor | Pending
acc4a3ce-7927-49eb-8a4b-e7300ee3aea4 | Level 2 | IfcBuildingStorey | IFC_Core | system | Spatial | text |  | IFC | Conditional | ifc_objects[].system | BIM Contractor | Pending
acc4a3ce-7927-49eb-8a4b-e7300ee3aea4 | Level 2 | IfcBuildingStorey | IFC_Core | discipline | Architecture | text |  | IFC | Conditional | ifc_objects[].discipline | BIM Contractor | Pending
2e373ce9-c4c5-49a5-bac9-12c0ecf3dfec | Level 3 | IfcBuildingStorey | IFC_Core | ifc_entity | IfcBuildingStorey | text |  | IFC | Yes | ifc_objects[].ifc_entity | BIM Contractor | Pending
2e373ce9-c4c5-49a5-bac9-12c0ecf3dfec | Level 3 | IfcBuildingStorey | IFC_Core | ifc_name | Level 3 | text |  | IFC | Yes | ifc_objects[].ifc_name | BIM Contractor | Pending
2e373ce9-c4c5-49a5-bac9-12c0ecf3dfec | Level 3 | IfcBuildingStorey | IFC_Core | ifc_object_type | BuildingStorey | text |  | IFC | Conditional | ifc_objects[].ifc_object_type | BIM Contractor | Pending
2e373ce9-c4c5-49a5-bac9-12c0ecf3dfec | Level 3 | IfcBuildingStorey | IFC_Core | predefined_type |  | text |  | IFC | Conditional | ifc_objects[].predefined_type | BIM Contractor | Pending
2e373ce9-c4c5-49a5-bac9-12c0ecf3dfec | Level 3 | IfcBuildingStorey | IFC_Core | floor_id | FL-L03 | text |  | IFC | Yes | ifc_objects[].floor_id | BIM Contractor | Pending
2e373ce9-c4c5-49a5-bac9-12c0ecf3dfec | Level 3 | IfcBuildingStorey | IFC_Core | space_id |  | text |  | IFC | Conditional | ifc_objects[].space_id | BIM Contractor | Pending
2e373ce9-c4c5-49a5-bac9-12c0ecf3dfec | Level 3 | IfcBuildingStorey | IFC_Core | zone_id |  | text |  | IFC | Conditional | ifc_objects[].zone_id | BIM Contractor | Pending
2e373ce9-c4c5-49a5-bac9-12c0ecf3dfec | Level 3 | IfcBuildingStorey | IFC_Core | system | Spatial | text |  | IFC | Conditional | ifc_objects[].system | BIM Contractor | Pending
2e373ce9-c4c5-49a5-bac9-12c0ecf3dfec | Level 3 | IfcBuildingStorey | IFC_Core | discipline | Architecture | text |  | IFC | Conditional | ifc_objects[].discipline | BIM Contractor | Pending
44e58165-1e75-45c4-85e2-34a65caaa193 | Level 4 | IfcBuildingStorey | IFC_Core | ifc_entity | IfcBuildingStorey | text |  | IFC | Yes | ifc_objects[].ifc_entity | BIM Contractor | Pending
44e58165-1e75-45c4-85e2-34a65caaa193 | Level 4 | IfcBuildingStorey | IFC_Core | ifc_name | Level 4 | text |  | IFC | Yes | ifc_objects[].ifc_name | BIM Contractor | Pending
44e58165-1e75-45c4-85e2-34a65caaa193 | Level 4 | IfcBuildingStorey | IFC_Core | ifc_object_type | BuildingStorey | text |  | IFC | Conditional | ifc_objects[].ifc_object_type | BIM Contractor | Pending
44e58165-1e75-45c4-85e2-34a65caaa193 | Level 4 | IfcBuildingStorey | IFC_Core | predefined_type |  | text |  | IFC | Conditional | ifc_objects[].predefined_type | BIM Contractor | Pending
44e58165-1e75-45c4-85e2-34a65caaa193 | Level 4 | IfcBuildingStorey | IFC_Core | floor_id | FL-L04 | text |  | IFC | Yes | ifc_objects[].floor_id | BIM Contractor | Pending
44e58165-1e75-45c4-85e2-34a65caaa193 | Level 4 | IfcBuildingStorey | IFC_Core | space_id |  | text |  | IFC | Conditional | ifc_objects[].space_id | BIM Contractor | Pending
44e58165-1e75-45c4-85e2-34a65caaa193 | Level 4 | IfcBuildingStorey | IFC_Core | zone_id |  | text |  | IFC | Conditional | ifc_objects[].zone_id | BIM Contractor | Pending
44e58165-1e75-45c4-85e2-34a65caaa193 | Level 4 | IfcBuildingStorey | IFC_Core | system | Spatial | text |  | IFC | Conditional | ifc_objects[].system | BIM Contractor | Pending
44e58165-1e75-45c4-85e2-34a65caaa193 | Level 4 | IfcBuildingStorey | IFC_Core | discipline | Architecture | text |  | IFC | Conditional | ifc_objects[].discipline | BIM Contractor | Pending
7537ea3c-4cda-43e9-977f-140923654450 | Level 5 | IfcBuildingStorey | IFC_Core | ifc_entity | IfcBuildingStorey | text |  | IFC | Yes | ifc_objects[].ifc_entity | BIM Contractor | Pending
7537ea3c-4cda-43e9-977f-140923654450 | Level 5 | IfcBuildingStorey | IFC_Core | ifc_name | Level 5 | text |  | IFC | Yes | ifc_objects[].ifc_name | BIM Contractor | Pending
7537ea3c-4cda-43e9-977f-140923654450 | Level 5 | IfcBuildingStorey | IFC_Core | ifc_object_type | BuildingStorey | text |  | IFC | Conditional | ifc_objects[].ifc_object_type | BIM Contractor | Pending
7537ea3c-4cda-43e9-977f-140923654450 | Level 5 | IfcBuildingStorey | IFC_Core | predefined_type |  | text |  | IFC | Conditional | ifc_objects[].predefined_type | BIM Contractor | Pending
7537ea3c-4cda-43e9-977f-140923654450 | Level 5 | IfcBuildingStorey | IFC_Core | floor_id | FL-L05 | text |  | IFC | Yes | ifc_objects[].floor_id | BIM Contractor | Pending
7537ea3c-4cda-43e9-977f-140923654450 | Level 5 | IfcBuildingStorey | IFC_Core | space_id |  | text |  | IFC | Conditional | ifc_objects[].space_id | BIM Contractor | Pending
7537ea3c-4cda-43e9-977f-140923654450 | Level 5 | IfcBuildingStorey | IFC_Core | zone_id |  | text |  | IFC | Conditional | ifc_objects[].zone_id | BIM Contractor | Pending
7537ea3c-4cda-43e9-977f-140923654450 | Level 5 | IfcBuildingStorey | IFC_Core | system | Spatial | text |  | IFC | Conditional | ifc_objects[].system | BIM Contractor | Pending
7537ea3c-4cda-43e9-977f-140923654450 | Level 5 | IfcBuildingStorey | IFC_Core | discipline | Architecture | text |  | IFC | Conditional | ifc_objects[].discipline | BIM Contractor | Pending
cdc46e8e-c4bc-4fd7-942f-0f666f4d734d | Level 10 | IfcBuildingStorey | IFC_Core | ifc_entity | IfcBuildingStorey | text |  | IFC | Yes | ifc_objects[].ifc_entity | BIM Contractor | Pending
cdc46e8e-c4bc-4fd7-942f-0f666f4d734d | Level 10 | IfcBuildingStorey | IFC_Core | ifc_name | Level 10 | text |  | IFC | Yes | ifc_objects[].ifc_name | BIM Contractor | Pending
cdc46e8e-c4bc-4fd7-942f-0f666f4d734d | Level 10 | IfcBuildingStorey | IFC_Core | ifc_object_type | BuildingStorey | text |  | IFC | Conditional | ifc_objects[].ifc_object_type | BIM Contractor | Pending
cdc46e8e-c4bc-4fd7-942f-0f666f4d734d | Level 10 | IfcBuildingStorey | IFC_Core | predefined_type |  | text |  | IFC | Conditional | ifc_objects[].predefined_type | BIM Contractor | Pending
cdc46e8e-c4bc-4fd7-942f-0f666f4d734d | Level 10 | IfcBuildingStorey | IFC_Core | floor_id | FL-L10 | text |  | IFC | Yes | ifc_objects[].floor_id | BIM Contractor | Pending
cdc46e8e-c4bc-4fd7-942f-0f666f4d734d | Level 10 | IfcBuildingStorey | IFC_Core | space_id |  | text |  | IFC | Conditional | ifc_objects[].space_id | BIM Contractor | Pending
cdc46e8e-c4bc-4fd7-942f-0f666f4d734d | Level 10 | IfcBuildingStorey | IFC_Core | zone_id |  | text |  | IFC | Conditional | ifc_objects[].zone_id | BIM Contractor | Pending
cdc46e8e-c4bc-4fd7-942f-0f666f4d734d | Level 10 | IfcBuildingStorey | IFC_Core | system | Spatial | text |  | IFC | Conditional | ifc_objects[].system | BIM Contractor | Pending
cdc46e8e-c4bc-4fd7-942f-0f666f4d734d | Level 10 | IfcBuildingStorey | IFC_Core | discipline | Architecture | text |  | IFC | Conditional | ifc_objects[].discipline | BIM Contractor | Pending
9efd4210-c86b-42cb-98b0-2d421831088b | Level 20 | IfcBuildingStorey | IFC_Core | ifc_entity | IfcBuildingStorey | text |  | IFC | Yes | ifc_objects[].ifc_entity | BIM Contractor | Pending
9efd4210-c86b-42cb-98b0-2d421831088b | Level 20 | IfcBuildingStorey | IFC_Core | ifc_name | Level 20 | text |  | IFC | Yes | ifc_objects[].ifc_name | BIM Contractor | Pending
9efd4210-c86b-42cb-98b0-2d421831088b | Level 20 | IfcBuildingStorey | IFC_Core | ifc_object_type | BuildingStorey | text |  | IFC | Conditional | ifc_objects[].ifc_object_type | BIM Contractor | Pending
9efd4210-c86b-42cb-98b0-2d421831088b | Level 20 | IfcBuildingStorey | IFC_Core | predefined_type |  | text |  | IFC | Conditional | ifc_objects[].predefined_type | BIM Contractor | Pending
9efd4210-c86b-42cb-98b0-2d421831088b | Level 20 | IfcBuildingStorey | IFC_Core | floor_id | FL-L20 | text |  | IFC | Yes | ifc_objects[].floor_id | BIM Contractor | Pending
9efd4210-c86b-42cb-98b0-2d421831088b | Level 20 | IfcBuildingStorey | IFC_Core | space_id |  | text |  | IFC | Conditional | ifc_objects[].space_id | BIM Contractor | Pending
9efd4210-c86b-42cb-98b0-2d421831088b | Level 20 | IfcBuildingStorey | IFC_Core | zone_id |  | text |  | IFC | Conditional | ifc_objects[].zone_id | BIM Contractor | Pending
9efd4210-c86b-42cb-98b0-2d421831088b | Level 20 | IfcBuildingStorey | IFC_Core | system | Spatial | text |  | IFC | Conditional | ifc_objects[].system | BIM Contractor | Pending
9efd4210-c86b-42cb-98b0-2d421831088b | Level 20 | IfcBuildingStorey | IFC_Core | discipline | Architecture | text |  | IFC | Conditional | ifc_objects[].discipline | BIM Contractor | Pending
92a984c9-2ba1-4d14-8ea9-00b82c8bcc9b | Roof | IfcBuildingStorey | IFC_Core | ifc_entity | IfcBuildingStorey | text |  | IFC | Yes | ifc_objects[].ifc_entity | BIM Contractor | Pending
92a984c9-2ba1-4d14-8ea9-00b82c8bcc9b | Roof | IfcBuildingStorey | IFC_Core | ifc_name | Roof | text |  | IFC | Yes | ifc_objects[].ifc_name | BIM Contractor | Pending
92a984c9-2ba1-4d14-8ea9-00b82c8bcc9b | Roof | IfcBuildingStorey | IFC_Core | ifc_object_type | BuildingStorey | text |  | IFC | Conditional | ifc_objects[].ifc_object_type | BIM Contractor | Pending
92a984c9-2ba1-4d14-8ea9-00b82c8bcc9b | Roof | IfcBuildingStorey | IFC_Core | predefined_type |  | text |  | IFC | Conditional | ifc_objects[].predefined_type | BIM Contractor | Pending
92a984c9-2ba1-4d14-8ea9-00b82c8bcc9b | Roof | IfcBuildingStorey | IFC_Core | floor_id | FL-ROOF | text |  | IFC | Yes | ifc_objects[].floor_id | BIM Contractor | Pending
92a984c9-2ba1-4d14-8ea9-00b82c8bcc9b | Roof | IfcBuildingStorey | IFC_Core | space_id |  | text |  | IFC | Conditional | ifc_objects[].space_id | BIM Contractor | Pending
92a984c9-2ba1-4d14-8ea9-00b82c8bcc9b | Roof | IfcBuildingStorey | IFC_Core | zone_id |  | text |  | IFC | Conditional | ifc_objects[].zone_id | BIM Contractor | Pending
92a984c9-2ba1-4d14-8ea9-00b82c8bcc9b | Roof | IfcBuildingStorey | IFC_Core | system | Spatial | text |  | IFC | Conditional | ifc_objects[].system | BIM Contractor | Pending
92a984c9-2ba1-4d14-8ea9-00b82c8bcc9b | Roof | IfcBuildingStorey | IFC_Core | discipline | Architecture | text |  | IFC | Conditional | ifc_objects[].discipline | BIM Contractor | Pending
73769a44-6253-4800-9012-e9de9c37b660 | Parking Zone A | IfcSpace | IFC_Core | ifc_entity | IfcSpace | text |  | IFC | Yes | ifc_objects[].ifc_entity | BIM Contractor | Pending
73769a44-6253-4800-9012-e9de9c37b660 | Parking Zone A | IfcSpace | IFC_Core | ifc_name | Parking Zone A | text |  | IFC | Yes | ifc_objects[].ifc_name | BIM Contractor | Pending
73769a44-6253-4800-9012-e9de9c37b660 | Parking Zone A | IfcSpace | IFC_Core | ifc_object_type | Parking | text |  | IFC | Conditional | ifc_objects[].ifc_object_type | BIM Contractor | Pending
73769a44-6253-4800-9012-e9de9c37b660 | Parking Zone A | IfcSpace | IFC_Core | predefined_type | Parking | text |  | IFC | Conditional | ifc_objects[].predefined_type | BIM Contractor | Pending
73769a44-6253-4800-9012-e9de9c37b660 | Parking Zone A | IfcSpace | IFC_Core | floor_id | FL-B2 | text |  | IFC | Yes | ifc_objects[].floor_id | BIM Contractor | Pending
73769a44-6253-4800-9012-e9de9c37b660 | Parking Zone A | IfcSpace | IFC_Core | space_id | SP-B2-PARKING-A | text |  | IFC | Conditional | ifc_objects[].space_id | BIM Contractor | Pending
73769a44-6253-4800-9012-e9de9c37b660 | Parking Zone A | IfcSpace | IFC_Core | zone_id |  | text |  | IFC | Conditional | ifc_objects[].zone_id | BIM Contractor | Pending
73769a44-6253-4800-9012-e9de9c37b660 | Parking Zone A | IfcSpace | IFC_Core | system | Spatial | text |  | IFC | Conditional | ifc_objects[].system | BIM Contractor | Pending
73769a44-6253-4800-9012-e9de9c37b660 | Parking Zone A | IfcSpace | IFC_Core | discipline | Architecture | text |  | IFC | Conditional | ifc_objects[].discipline | BIM Contractor | Pending
4e6f46ae-dc5c-40c9-a10c-c15bb1313ce0 | Water Tank Room | IfcSpace | IFC_Core | ifc_entity | IfcSpace | text |  | IFC | Yes | ifc_objects[].ifc_entity | BIM Contractor | Pending
4e6f46ae-dc5c-40c9-a10c-c15bb1313ce0 | Water Tank Room | IfcSpace | IFC_Core | ifc_name | Water Tank Room | text |  | IFC | Yes | ifc_objects[].ifc_name | BIM Contractor | Pending
4e6f46ae-dc5c-40c9-a10c-c15bb1313ce0 | Water Tank Room | IfcSpace | IFC_Core | ifc_object_type | MEP Room | text |  | IFC | Conditional | ifc_objects[].ifc_object_type | BIM Contractor | Pending
4e6f46ae-dc5c-40c9-a10c-c15bb1313ce0 | Water Tank Room | IfcSpace | IFC_Core | predefined_type | MEP Room | text |  | IFC | Conditional | ifc_objects[].predefined_type | BIM Contractor | Pending
4e6f46ae-dc5c-40c9-a10c-c15bb1313ce0 | Water Tank Room | IfcSpace | IFC_Core | floor_id | FL-B2 | text |  | IFC | Yes | ifc_objects[].floor_id | BIM Contractor | Pending
4e6f46ae-dc5c-40c9-a10c-c15bb1313ce0 | Water Tank Room | IfcSpace | IFC_Core | space_id | SP-B2-WATER-TANK | text |  | IFC | Conditional | ifc_objects[].space_id | BIM Contractor | Pending
4e6f46ae-dc5c-40c9-a10c-c15bb1313ce0 | Water Tank Room | IfcSpace | IFC_Core | zone_id |  | text |  | IFC | Conditional | ifc_objects[].zone_id | BIM Contractor | Pending
4e6f46ae-dc5c-40c9-a10c-c15bb1313ce0 | Water Tank Room | IfcSpace | IFC_Core | system | Spatial | text |  | IFC | Conditional | ifc_objects[].system | BIM Contractor | Pending
4e6f46ae-dc5c-40c9-a10c-c15bb1313ce0 | Water Tank Room | IfcSpace | IFC_Core | discipline | Architecture | text |  | IFC | Conditional | ifc_objects[].discipline | BIM Contractor | Pending
a8793967-6f0e-45b4-af01-540dda7c0d97 | Chiller Plant Room | IfcSpace | IFC_Core | ifc_entity | IfcSpace | text |  | IFC | Yes | ifc_objects[].ifc_entity | BIM Contractor | Pending
a8793967-6f0e-45b4-af01-540dda7c0d97 | Chiller Plant Room | IfcSpace | IFC_Core | ifc_name | Chiller Plant Room | text |  | IFC | Yes | ifc_objects[].ifc_name | BIM Contractor | Pending
a8793967-6f0e-45b4-af01-540dda7c0d97 | Chiller Plant Room | IfcSpace | IFC_Core | ifc_object_type | MEP Room | text |  | IFC | Conditional | ifc_objects[].ifc_object_type | BIM Contractor | Pending
a8793967-6f0e-45b4-af01-540dda7c0d97 | Chiller Plant Room | IfcSpace | IFC_Core | predefined_type | MEP Room | text |  | IFC | Conditional | ifc_objects[].predefined_type | BIM Contractor | Pending
a8793967-6f0e-45b4-af01-540dda7c0d97 | Chiller Plant Room | IfcSpace | IFC_Core | floor_id | FL-B1 | text |  | IFC | Yes | ifc_objects[].floor_id | BIM Contractor | Pending
a8793967-6f0e-45b4-af01-540dda7c0d97 | Chiller Plant Room | IfcSpace | IFC_Core | space_id | SP-B1-CHILLER | text |  | IFC | Conditional | ifc_objects[].space_id | BIM Contractor | Pending
a8793967-6f0e-45b4-af01-540dda7c0d97 | Chiller Plant Room | IfcSpace | IFC_Core | zone_id | ZONE-HVAC-B1-PLANT | text |  | IFC | Conditional | ifc_objects[].zone_id | BIM Contractor | Pending
a8793967-6f0e-45b4-af01-540dda7c0d97 | Chiller Plant Room | IfcSpace | IFC_Core | system | Spatial | text |  | IFC | Conditional | ifc_objects[].system | BIM Contractor | Pending
a8793967-6f0e-45b4-af01-540dda7c0d97 | Chiller Plant Room | IfcSpace | IFC_Core | discipline | Architecture | text |  | IFC | Conditional | ifc_objects[].discipline | BIM Contractor | Pending
35a75595-b9c9-49d4-8cec-bc899b8783ef | Fire Pump Room | IfcSpace | IFC_Core | ifc_entity | IfcSpace | text |  | IFC | Yes | ifc_objects[].ifc_entity | BIM Contractor | Pending
35a75595-b9c9-49d4-8cec-bc899b8783ef | Fire Pump Room | IfcSpace | IFC_Core | ifc_name | Fire Pump Room | text |  | IFC | Yes | ifc_objects[].ifc_name | BIM Contractor | Pending
35a75595-b9c9-49d4-8cec-bc899b8783ef | Fire Pump Room | IfcSpace | IFC_Core | ifc_object_type | MEP Room | text |  | IFC | Conditional | ifc_objects[].ifc_object_type | BIM Contractor | Pending
35a75595-b9c9-49d4-8cec-bc899b8783ef | Fire Pump Room | IfcSpace | IFC_Core | predefined_type | MEP Room | text |  | IFC | Conditional | ifc_objects[].predefined_type | BIM Contractor | Pending
35a75595-b9c9-49d4-8cec-bc899b8783ef | Fire Pump Room | IfcSpace | IFC_Core | floor_id | FL-B1 | text |  | IFC | Yes | ifc_objects[].floor_id | BIM Contractor | Pending
35a75595-b9c9-49d4-8cec-bc899b8783ef | Fire Pump Room | IfcSpace | IFC_Core | space_id | SP-B1-FIRE-PUMP | text |  | IFC | Conditional | ifc_objects[].space_id | BIM Contractor | Pending
35a75595-b9c9-49d4-8cec-bc899b8783ef | Fire Pump Room | IfcSpace | IFC_Core | zone_id | ZONE-FIRE-B1 | text |  | IFC | Conditional | ifc_objects[].zone_id | BIM Contractor | Pending
35a75595-b9c9-49d4-8cec-bc899b8783ef | Fire Pump Room | IfcSpace | IFC_Core | system | Spatial | text |  | IFC | Conditional | ifc_objects[].system | BIM Contractor | Pending
35a75595-b9c9-49d4-8cec-bc899b8783ef | Fire Pump Room | IfcSpace | IFC_Core | discipline | Architecture | text |  | IFC | Conditional | ifc_objects[].discipline | BIM Contractor | Pending
b8c30088-0105-4dcd-8b69-0636b1c288fd | Main Lobby | IfcSpace | IFC_Core | ifc_entity | IfcSpace | text |  | IFC | Yes | ifc_objects[].ifc_entity | BIM Contractor | Pending
b8c30088-0105-4dcd-8b69-0636b1c288fd | Main Lobby | IfcSpace | IFC_Core | ifc_name | Main Lobby | text |  | IFC | Yes | ifc_objects[].ifc_name | BIM Contractor | Pending
b8c30088-0105-4dcd-8b69-0636b1c288fd | Main Lobby | IfcSpace | IFC_Core | ifc_object_type | Public Area | text |  | IFC | Conditional | ifc_objects[].ifc_object_type | BIM Contractor | Pending
b8c30088-0105-4dcd-8b69-0636b1c288fd | Main Lobby | IfcSpace | IFC_Core | predefined_type | Public Area | text |  | IFC | Conditional | ifc_objects[].predefined_type | BIM Contractor | Pending
b8c30088-0105-4dcd-8b69-0636b1c288fd | Main Lobby | IfcSpace | IFC_Core | floor_id | FL-L01 | text |  | IFC | Yes | ifc_objects[].floor_id | BIM Contractor | Pending
b8c30088-0105-4dcd-8b69-0636b1c288fd | Main Lobby | IfcSpace | IFC_Core | space_id | SP-L01-LOBBY | text |  | IFC | Conditional | ifc_objects[].space_id | BIM Contractor | Pending
b8c30088-0105-4dcd-8b69-0636b1c288fd | Main Lobby | IfcSpace | IFC_Core | zone_id | ZONE-PUBLIC-L01 | text |  | IFC | Conditional | ifc_objects[].zone_id | BIM Contractor | Pending
b8c30088-0105-4dcd-8b69-0636b1c288fd | Main Lobby | IfcSpace | IFC_Core | system | Spatial | text |  | IFC | Conditional | ifc_objects[].system | BIM Contractor | Pending
b8c30088-0105-4dcd-8b69-0636b1c288fd | Main Lobby | IfcSpace | IFC_Core | discipline | Architecture | text |  | IFC | Conditional | ifc_objects[].discipline | BIM Contractor | Pending
a15e4326-528a-4cf4-9b3d-d21325b2f147 | Security Control Room | IfcSpace | IFC_Core | ifc_entity | IfcSpace | text |  | IFC | Yes | ifc_objects[].ifc_entity | BIM Contractor | Pending
a15e4326-528a-4cf4-9b3d-d21325b2f147 | Security Control Room | IfcSpace | IFC_Core | ifc_name | Security Control Room | text |  | IFC | Yes | ifc_objects[].ifc_name | BIM Contractor | Pending
a15e4326-528a-4cf4-9b3d-d21325b2f147 | Security Control Room | IfcSpace | IFC_Core | ifc_object_type | Control Room | text |  | IFC | Conditional | ifc_objects[].ifc_object_type | BIM Contractor | Pending
a15e4326-528a-4cf4-9b3d-d21325b2f147 | Security Control Room | IfcSpace | IFC_Core | predefined_type | Control Room | text |  | IFC | Conditional | ifc_objects[].predefined_type | BIM Contractor | Pending
a15e4326-528a-4cf4-9b3d-d21325b2f147 | Security Control Room | IfcSpace | IFC_Core | floor_id | FL-L01 | text |  | IFC | Yes | ifc_objects[].floor_id | BIM Contractor | Pending
a15e4326-528a-4cf4-9b3d-d21325b2f147 | Security Control Room | IfcSpace | IFC_Core | space_id | SP-L01-SECURITY | text |  | IFC | Conditional | ifc_objects[].space_id | BIM Contractor | Pending
a15e4326-528a-4cf4-9b3d-d21325b2f147 | Security Control Room | IfcSpace | IFC_Core | zone_id | ZONE-PUBLIC-L01 | text |  | IFC | Conditional | ifc_objects[].zone_id | BIM Contractor | Pending
a15e4326-528a-4cf4-9b3d-d21325b2f147 | Security Control Room | IfcSpace | IFC_Core | system | Spatial | text |  | IFC | Conditional | ifc_objects[].system | BIM Contractor | Pending
a15e4326-528a-4cf4-9b3d-d21325b2f147 | Security Control Room | IfcSpace | IFC_Core | discipline | Architecture | text |  | IFC | Conditional | ifc_objects[].discipline | BIM Contractor | Pending
e8e9c886-caba-4519-8d8b-99149d7e454b | Office Area A | IfcSpace | IFC_Core | ifc_entity | IfcSpace | text |  | IFC | Yes | ifc_objects[].ifc_entity | BIM Contractor | Pending
e8e9c886-caba-4519-8d8b-99149d7e454b | Office Area A | IfcSpace | IFC_Core | ifc_name | Office Area A | text |  | IFC | Yes | ifc_objects[].ifc_name | BIM Contractor | Pending
e8e9c886-caba-4519-8d8b-99149d7e454b | Office Area A | IfcSpace | IFC_Core | ifc_object_type | Office | text |  | IFC | Conditional | ifc_objects[].ifc_object_type | BIM Contractor | Pending
e8e9c886-caba-4519-8d8b-99149d7e454b | Office Area A | IfcSpace | IFC_Core | predefined_type | Office | text |  | IFC | Conditional | ifc_objects[].predefined_type | BIM Contractor | Pending
e8e9c886-caba-4519-8d8b-99149d7e454b | Office Area A | IfcSpace | IFC_Core | floor_id | FL-L02 | text |  | IFC | Yes | ifc_objects[].floor_id | BIM Contractor | Pending
e8e9c886-caba-4519-8d8b-99149d7e454b | Office Area A | IfcSpace | IFC_Core | space_id | SP-L02-OFFICE-A | text |  | IFC | Conditional | ifc_objects[].space_id | BIM Contractor | Pending
e8e9c886-caba-4519-8d8b-99149d7e454b | Office Area A | IfcSpace | IFC_Core | zone_id | ZONE-OFFICE-L02 | text |  | IFC | Conditional | ifc_objects[].zone_id | BIM Contractor | Pending
e8e9c886-caba-4519-8d8b-99149d7e454b | Office Area A | IfcSpace | IFC_Core | system | Spatial | text |  | IFC | Conditional | ifc_objects[].system | BIM Contractor | Pending
e8e9c886-caba-4519-8d8b-99149d7e454b | Office Area A | IfcSpace | IFC_Core | discipline | Architecture | text |  | IFC | Conditional | ifc_objects[].discipline | BIM Contractor | Pending
6be8d72a-7276-4f29-964b-d73e09b1a848 | Meeting Suite | IfcSpace | IFC_Core | ifc_entity | IfcSpace | text |  | IFC | Yes | ifc_objects[].ifc_entity | BIM Contractor | Pending
6be8d72a-7276-4f29-964b-d73e09b1a848 | Meeting Suite | IfcSpace | IFC_Core | ifc_name | Meeting Suite | text |  | IFC | Yes | ifc_objects[].ifc_name | BIM Contractor | Pending
6be8d72a-7276-4f29-964b-d73e09b1a848 | Meeting Suite | IfcSpace | IFC_Core | ifc_object_type | Office | text |  | IFC | Conditional | ifc_objects[].ifc_object_type | BIM Contractor | Pending
6be8d72a-7276-4f29-964b-d73e09b1a848 | Meeting Suite | IfcSpace | IFC_Core | predefined_type | Office | text |  | IFC | Conditional | ifc_objects[].predefined_type | BIM Contractor | Pending
6be8d72a-7276-4f29-964b-d73e09b1a848 | Meeting Suite | IfcSpace | IFC_Core | floor_id | FL-L03 | text |  | IFC | Yes | ifc_objects[].floor_id | BIM Contractor | Pending
6be8d72a-7276-4f29-964b-d73e09b1a848 | Meeting Suite | IfcSpace | IFC_Core | space_id | SP-L03-MEETING | text |  | IFC | Conditional | ifc_objects[].space_id | BIM Contractor | Pending
6be8d72a-7276-4f29-964b-d73e09b1a848 | Meeting Suite | IfcSpace | IFC_Core | zone_id |  | text |  | IFC | Conditional | ifc_objects[].zone_id | BIM Contractor | Pending
6be8d72a-7276-4f29-964b-d73e09b1a848 | Meeting Suite | IfcSpace | IFC_Core | system | Spatial | text |  | IFC | Conditional | ifc_objects[].system | BIM Contractor | Pending
6be8d72a-7276-4f29-964b-d73e09b1a848 | Meeting Suite | IfcSpace | IFC_Core | discipline | Architecture | text |  | IFC | Conditional | ifc_objects[].discipline | BIM Contractor | Pending
bfd40a4a-8620-48c2-96f6-e96102b58c73 | AHU Room Level 4 | IfcSpace | IFC_Core | ifc_entity | IfcSpace | text |  | IFC | Yes | ifc_objects[].ifc_entity | BIM Contractor | Pending
bfd40a4a-8620-48c2-96f6-e96102b58c73 | AHU Room Level 4 | IfcSpace | IFC_Core | ifc_name | AHU Room Level 4 | text |  | IFC | Yes | ifc_objects[].ifc_name | BIM Contractor | Pending
bfd40a4a-8620-48c2-96f6-e96102b58c73 | AHU Room Level 4 | IfcSpace | IFC_Core | ifc_object_type | MEP Room | text |  | IFC | Conditional | ifc_objects[].ifc_object_type | BIM Contractor | Pending
bfd40a4a-8620-48c2-96f6-e96102b58c73 | AHU Room Level 4 | IfcSpace | IFC_Core | predefined_type | MEP Room | text |  | IFC | Conditional | ifc_objects[].predefined_type | BIM Contractor | Pending
bfd40a4a-8620-48c2-96f6-e96102b58c73 | AHU Room Level 4 | IfcSpace | IFC_Core | floor_id | FL-L04 | text |  | IFC | Yes | ifc_objects[].floor_id | BIM Contractor | Pending
bfd40a4a-8620-48c2-96f6-e96102b58c73 | AHU Room Level 4 | IfcSpace | IFC_Core | space_id | SP-L04-AHU | text |  | IFC | Conditional | ifc_objects[].space_id | BIM Contractor | Pending
bfd40a4a-8620-48c2-96f6-e96102b58c73 | AHU Room Level 4 | IfcSpace | IFC_Core | zone_id |  | text |  | IFC | Conditional | ifc_objects[].zone_id | BIM Contractor | Pending
bfd40a4a-8620-48c2-96f6-e96102b58c73 | AHU Room Level 4 | IfcSpace | IFC_Core | system | Spatial | text |  | IFC | Conditional | ifc_objects[].system | BIM Contractor | Pending
bfd40a4a-8620-48c2-96f6-e96102b58c73 | AHU Room Level 4 | IfcSpace | IFC_Core | discipline | Architecture | text |  | IFC | Conditional | ifc_objects[].discipline | BIM Contractor | Pending
e3874e13-a653-4708-b7e8-e4ad5dd19612 | Office Area A | IfcSpace | IFC_Core | ifc_entity | IfcSpace | text |  | IFC | Yes | ifc_objects[].ifc_entity | BIM Contractor | Pending
e3874e13-a653-4708-b7e8-e4ad5dd19612 | Office Area A | IfcSpace | IFC_Core | ifc_name | Office Area A | text |  | IFC | Yes | ifc_objects[].ifc_name | BIM Contractor | Pending
e3874e13-a653-4708-b7e8-e4ad5dd19612 | Office Area A | IfcSpace | IFC_Core | ifc_object_type | Office | text |  | IFC | Conditional | ifc_objects[].ifc_object_type | BIM Contractor | Pending
e3874e13-a653-4708-b7e8-e4ad5dd19612 | Office Area A | IfcSpace | IFC_Core | predefined_type | Office | text |  | IFC | Conditional | ifc_objects[].predefined_type | BIM Contractor | Pending
e3874e13-a653-4708-b7e8-e4ad5dd19612 | Office Area A | IfcSpace | IFC_Core | floor_id | FL-L05 | text |  | IFC | Yes | ifc_objects[].floor_id | BIM Contractor | Pending
e3874e13-a653-4708-b7e8-e4ad5dd19612 | Office Area A | IfcSpace | IFC_Core | space_id | SP-L05-OFFICE-A | text |  | IFC | Conditional | ifc_objects[].space_id | BIM Contractor | Pending
e3874e13-a653-4708-b7e8-e4ad5dd19612 | Office Area A | IfcSpace | IFC_Core | zone_id | ZONE-OFFICE-L05 | text |  | IFC | Conditional | ifc_objects[].zone_id | BIM Contractor | Pending
e3874e13-a653-4708-b7e8-e4ad5dd19612 | Office Area A | IfcSpace | IFC_Core | system | Spatial | text |  | IFC | Conditional | ifc_objects[].system | BIM Contractor | Pending
e3874e13-a653-4708-b7e8-e4ad5dd19612 | Office Area A | IfcSpace | IFC_Core | discipline | Architecture | text |  | IFC | Conditional | ifc_objects[].discipline | BIM Contractor | Pending
d8a09ea1-2798-4b47-ae7c-4b61e43764aa | Office Area A | IfcSpace | IFC_Core | ifc_entity | IfcSpace | text |  | IFC | Yes | ifc_objects[].ifc_entity | BIM Contractor | Pending
d8a09ea1-2798-4b47-ae7c-4b61e43764aa | Office Area A | IfcSpace | IFC_Core | ifc_name | Office Area A | text |  | IFC | Yes | ifc_objects[].ifc_name | BIM Contractor | Pending
d8a09ea1-2798-4b47-ae7c-4b61e43764aa | Office Area A | IfcSpace | IFC_Core | ifc_object_type | Office | text |  | IFC | Conditional | ifc_objects[].ifc_object_type | BIM Contractor | Pending
d8a09ea1-2798-4b47-ae7c-4b61e43764aa | Office Area A | IfcSpace | IFC_Core | predefined_type | Office | text |  | IFC | Conditional | ifc_objects[].predefined_type | BIM Contractor | Pending
d8a09ea1-2798-4b47-ae7c-4b61e43764aa | Office Area A | IfcSpace | IFC_Core | floor_id | FL-L10 | text |  | IFC | Yes | ifc_objects[].floor_id | BIM Contractor | Pending
d8a09ea1-2798-4b47-ae7c-4b61e43764aa | Office Area A | IfcSpace | IFC_Core | space_id | SP-L10-OFFICE-A | text |  | IFC | Conditional | ifc_objects[].space_id | BIM Contractor | Pending
d8a09ea1-2798-4b47-ae7c-4b61e43764aa | Office Area A | IfcSpace | IFC_Core | zone_id | ZONE-OFFICE-L10 | text |  | IFC | Conditional | ifc_objects[].zone_id | BIM Contractor | Pending
d8a09ea1-2798-4b47-ae7c-4b61e43764aa | Office Area A | IfcSpace | IFC_Core | system | Spatial | text |  | IFC | Conditional | ifc_objects[].system | BIM Contractor | Pending
d8a09ea1-2798-4b47-ae7c-4b61e43764aa | Office Area A | IfcSpace | IFC_Core | discipline | Architecture | text |  | IFC | Conditional | ifc_objects[].discipline | BIM Contractor | Pending
ca1e8a08-3266-4c55-8e73-4448464527f0 | Office Area A | IfcSpace | IFC_Core | ifc_entity | IfcSpace | text |  | IFC | Yes | ifc_objects[].ifc_entity | BIM Contractor | Pending
ca1e8a08-3266-4c55-8e73-4448464527f0 | Office Area A | IfcSpace | IFC_Core | ifc_name | Office Area A | text |  | IFC | Yes | ifc_objects[].ifc_name | BIM Contractor | Pending
ca1e8a08-3266-4c55-8e73-4448464527f0 | Office Area A | IfcSpace | IFC_Core | ifc_object_type | Office | text |  | IFC | Conditional | ifc_objects[].ifc_object_type | BIM Contractor | Pending
ca1e8a08-3266-4c55-8e73-4448464527f0 | Office Area A | IfcSpace | IFC_Core | predefined_type | Office | text |  | IFC | Conditional | ifc_objects[].predefined_type | BIM Contractor | Pending
ca1e8a08-3266-4c55-8e73-4448464527f0 | Office Area A | IfcSpace | IFC_Core | floor_id | FL-L20 | text |  | IFC | Yes | ifc_objects[].floor_id | BIM Contractor | Pending
ca1e8a08-3266-4c55-8e73-4448464527f0 | Office Area A | IfcSpace | IFC_Core | space_id | SP-L20-OFFICE-A | text |  | IFC | Conditional | ifc_objects[].space_id | BIM Contractor | Pending
ca1e8a08-3266-4c55-8e73-4448464527f0 | Office Area A | IfcSpace | IFC_Core | zone_id | ZONE-OFFICE-L20 | text |  | IFC | Conditional | ifc_objects[].zone_id | BIM Contractor | Pending
ca1e8a08-3266-4c55-8e73-4448464527f0 | Office Area A | IfcSpace | IFC_Core | system | Spatial | text |  | IFC | Conditional | ifc_objects[].system | BIM Contractor | Pending
ca1e8a08-3266-4c55-8e73-4448464527f0 | Office Area A | IfcSpace | IFC_Core | discipline | Architecture | text |  | IFC | Conditional | ifc_objects[].discipline | BIM Contractor | Pending
212a504f-606a-4b35-93f3-2f8e16ababea | Lift Machine Room | IfcSpace | IFC_Core | ifc_entity | IfcSpace | text |  | IFC | Yes | ifc_objects[].ifc_entity | BIM Contractor | Pending
212a504f-606a-4b35-93f3-2f8e16ababea | Lift Machine Room | IfcSpace | IFC_Core | ifc_name | Lift Machine Room | text |  | IFC | Yes | ifc_objects[].ifc_name | BIM Contractor | Pending
212a504f-606a-4b35-93f3-2f8e16ababea | Lift Machine Room | IfcSpace | IFC_Core | ifc_object_type | MEP Room | text |  | IFC | Conditional | ifc_objects[].ifc_object_type | BIM Contractor | Pending
212a504f-606a-4b35-93f3-2f8e16ababea | Lift Machine Room | IfcSpace | IFC_Core | predefined_type | MEP Room | text |  | IFC | Conditional | ifc_objects[].predefined_type | BIM Contractor | Pending
212a504f-606a-4b35-93f3-2f8e16ababea | Lift Machine Room | IfcSpace | IFC_Core | floor_id | FL-ROOF | text |  | IFC | Yes | ifc_objects[].floor_id | BIM Contractor | Pending
212a504f-606a-4b35-93f3-2f8e16ababea | Lift Machine Room | IfcSpace | IFC_Core | space_id | SP-ROOF-ELEV-MACHINE | text |  | IFC | Conditional | ifc_objects[].space_id | BIM Contractor | Pending
212a504f-606a-4b35-93f3-2f8e16ababea | Lift Machine Room | IfcSpace | IFC_Core | zone_id | ZONE-ROOF-TECH | text |  | IFC | Conditional | ifc_objects[].zone_id | BIM Contractor | Pending
212a504f-606a-4b35-93f3-2f8e16ababea | Lift Machine Room | IfcSpace | IFC_Core | system | Spatial | text |  | IFC | Conditional | ifc_objects[].system | BIM Contractor | Pending
212a504f-606a-4b35-93f3-2f8e16ababea | Lift Machine Room | IfcSpace | IFC_Core | discipline | Architecture | text |  | IFC | Conditional | ifc_objects[].discipline | BIM Contractor | Pending
9e4106af-fa5e-428a-a6bc-6109af0ada7b | Rooftop Solar Area | IfcSpace | IFC_Core | ifc_entity | IfcSpace | text |  | IFC | Yes | ifc_objects[].ifc_entity | BIM Contractor | Pending
9e4106af-fa5e-428a-a6bc-6109af0ada7b | Rooftop Solar Area | IfcSpace | IFC_Core | ifc_name | Rooftop Solar Area | text |  | IFC | Yes | ifc_objects[].ifc_name | BIM Contractor | Pending
9e4106af-fa5e-428a-a6bc-6109af0ada7b | Rooftop Solar Area | IfcSpace | IFC_Core | ifc_object_type | Technical Area | text |  | IFC | Conditional | ifc_objects[].ifc_object_type | BIM Contractor | Pending
9e4106af-fa5e-428a-a6bc-6109af0ada7b | Rooftop Solar Area | IfcSpace | IFC_Core | predefined_type | Technical Area | text |  | IFC | Conditional | ifc_objects[].predefined_type | BIM Contractor | Pending
9e4106af-fa5e-428a-a6bc-6109af0ada7b | Rooftop Solar Area | IfcSpace | IFC_Core | floor_id | FL-ROOF | text |  | IFC | Yes | ifc_objects[].floor_id | BIM Contractor | Pending
9e4106af-fa5e-428a-a6bc-6109af0ada7b | Rooftop Solar Area | IfcSpace | IFC_Core | space_id | SP-ROOF-SOLAR | text |  | IFC | Conditional | ifc_objects[].space_id | BIM Contractor | Pending
9e4106af-fa5e-428a-a6bc-6109af0ada7b | Rooftop Solar Area | IfcSpace | IFC_Core | zone_id | ZONE-ROOF-TECH | text |  | IFC | Conditional | ifc_objects[].zone_id | BIM Contractor | Pending
9e4106af-fa5e-428a-a6bc-6109af0ada7b | Rooftop Solar Area | IfcSpace | IFC_Core | system | Spatial | text |  | IFC | Conditional | ifc_objects[].system | BIM Contractor | Pending
9e4106af-fa5e-428a-a6bc-6109af0ada7b | Rooftop Solar Area | IfcSpace | IFC_Core | discipline | Architecture | text |  | IFC | Conditional | ifc_objects[].discipline | BIM Contractor | Pending
8ca2d6f4-d861-493a-9fba-47ec40dd32b8 | Water Cooled Chiller 01 | IfcEnergyConversionDevice | IFC_Core | ifc_entity | IfcEnergyConversionDevice | text |  | IFC | Yes | ifc_objects[].ifc_entity | BIM Contractor | Pending
8ca2d6f4-d861-493a-9fba-47ec40dd32b8 | Water Cooled Chiller 01 | IfcEnergyConversionDevice | IFC_Core | ifc_name | Water Cooled Chiller 01 | text |  | IFC | Yes | ifc_objects[].ifc_name | BIM Contractor | Pending
8ca2d6f4-d861-493a-9fba-47ec40dd32b8 | Water Cooled Chiller 01 | IfcEnergyConversionDevice | IFC_Core | ifc_object_type | WaterCooledChiller | text |  | IFC | Conditional | ifc_objects[].ifc_object_type | BIM Contractor | Pending
8ca2d6f4-d861-493a-9fba-47ec40dd32b8 | Water Cooled Chiller 01 | IfcEnergyConversionDevice | IFC_Core | predefined_type | WaterCooledChiller | text |  | IFC | Conditional | ifc_objects[].predefined_type | BIM Contractor | Pending
8ca2d6f4-d861-493a-9fba-47ec40dd32b8 | Water Cooled Chiller 01 | IfcEnergyConversionDevice | IFC_Core | floor_id | FL-B1 | text |  | IFC | Yes | ifc_objects[].floor_id | BIM Contractor | Pending
8ca2d6f4-d861-493a-9fba-47ec40dd32b8 | Water Cooled Chiller 01 | IfcEnergyConversionDevice | IFC_Core | space_id | SP-B1-CHILLER | text |  | IFC | Conditional | ifc_objects[].space_id | BIM Contractor | Pending
8ca2d6f4-d861-493a-9fba-47ec40dd32b8 | Water Cooled Chiller 01 | IfcEnergyConversionDevice | IFC_Core | zone_id | ZONE-HVAC-B1-PLANT | text |  | IFC | Conditional | ifc_objects[].zone_id | BIM Contractor | Pending
8ca2d6f4-d861-493a-9fba-47ec40dd32b8 | Water Cooled Chiller 01 | IfcEnergyConversionDevice | IFC_Core | system | HVAC | text |  | IFC | Conditional | ifc_objects[].system | BIM Contractor | Pending
8ca2d6f4-d861-493a-9fba-47ec40dd32b8 | Water Cooled Chiller 01 | IfcEnergyConversionDevice | IFC_Core | discipline | MEP | text |  | IFC | Conditional | ifc_objects[].discipline | BIM Contractor | Pending
75256b8d-7566-435b-ad6f-fe431c268384 | Water Cooled Chiller 02 | IfcEnergyConversionDevice | IFC_Core | ifc_entity | IfcEnergyConversionDevice | text |  | IFC | Yes | ifc_objects[].ifc_entity | BIM Contractor | Pending
75256b8d-7566-435b-ad6f-fe431c268384 | Water Cooled Chiller 02 | IfcEnergyConversionDevice | IFC_Core | ifc_name | Water Cooled Chiller 02 | text |  | IFC | Yes | ifc_objects[].ifc_name | BIM Contractor | Pending
75256b8d-7566-435b-ad6f-fe431c268384 | Water Cooled Chiller 02 | IfcEnergyConversionDevice | IFC_Core | ifc_object_type | WaterCooledChiller | text |  | IFC | Conditional | ifc_objects[].ifc_object_type | BIM Contractor | Pending
75256b8d-7566-435b-ad6f-fe431c268384 | Water Cooled Chiller 02 | IfcEnergyConversionDevice | IFC_Core | predefined_type | WaterCooledChiller | text |  | IFC | Conditional | ifc_objects[].predefined_type | BIM Contractor | Pending
75256b8d-7566-435b-ad6f-fe431c268384 | Water Cooled Chiller 02 | IfcEnergyConversionDevice | IFC_Core | floor_id | FL-B1 | text |  | IFC | Yes | ifc_objects[].floor_id | BIM Contractor | Pending
75256b8d-7566-435b-ad6f-fe431c268384 | Water Cooled Chiller 02 | IfcEnergyConversionDevice | IFC_Core | space_id | SP-B1-CHILLER | text |  | IFC | Conditional | ifc_objects[].space_id | BIM Contractor | Pending
75256b8d-7566-435b-ad6f-fe431c268384 | Water Cooled Chiller 02 | IfcEnergyConversionDevice | IFC_Core | zone_id | ZONE-HVAC-B1-PLANT | text |  | IFC | Conditional | ifc_objects[].zone_id | BIM Contractor | Pending
75256b8d-7566-435b-ad6f-fe431c268384 | Water Cooled Chiller 02 | IfcEnergyConversionDevice | IFC_Core | system | HVAC | text |  | IFC | Conditional | ifc_objects[].system | BIM Contractor | Pending
75256b8d-7566-435b-ad6f-fe431c268384 | Water Cooled Chiller 02 | IfcEnergyConversionDevice | IFC_Core | discipline | MEP | text |  | IFC | Conditional | ifc_objects[].discipline | BIM Contractor | Pending
e3b13a4f-0f77-4d61-942e-fb0d2b746d10 | Chilled Water Pump 01 | IfcFlowMovingDevice | IFC_Core | ifc_entity | IfcFlowMovingDevice | text |  | IFC | Yes | ifc_objects[].ifc_entity | BIM Contractor | Pending
e3b13a4f-0f77-4d61-942e-fb0d2b746d10 | Chilled Water Pump 01 | IfcFlowMovingDevice | IFC_Core | ifc_name | Chilled Water Pump 01 | text |  | IFC | Yes | ifc_objects[].ifc_name | BIM Contractor | Pending
e3b13a4f-0f77-4d61-942e-fb0d2b746d10 | Chilled Water Pump 01 | IfcFlowMovingDevice | IFC_Core | ifc_object_type | ChilledWaterPump | text |  | IFC | Conditional | ifc_objects[].ifc_object_type | BIM Contractor | Pending
e3b13a4f-0f77-4d61-942e-fb0d2b746d10 | Chilled Water Pump 01 | IfcFlowMovingDevice | IFC_Core | predefined_type | ChilledWaterPump | text |  | IFC | Conditional | ifc_objects[].predefined_type | BIM Contractor | Pending
e3b13a4f-0f77-4d61-942e-fb0d2b746d10 | Chilled Water Pump 01 | IfcFlowMovingDevice | IFC_Core | floor_id | FL-B1 | text |  | IFC | Yes | ifc_objects[].floor_id | BIM Contractor | Pending
e3b13a4f-0f77-4d61-942e-fb0d2b746d10 | Chilled Water Pump 01 | IfcFlowMovingDevice | IFC_Core | space_id | SP-B1-CHILLER | text |  | IFC | Conditional | ifc_objects[].space_id | BIM Contractor | Pending
e3b13a4f-0f77-4d61-942e-fb0d2b746d10 | Chilled Water Pump 01 | IfcFlowMovingDevice | IFC_Core | zone_id | ZONE-HVAC-B1-PLANT | text |  | IFC | Conditional | ifc_objects[].zone_id | BIM Contractor | Pending
e3b13a4f-0f77-4d61-942e-fb0d2b746d10 | Chilled Water Pump 01 | IfcFlowMovingDevice | IFC_Core | system | HVAC | text |  | IFC | Conditional | ifc_objects[].system | BIM Contractor | Pending
e3b13a4f-0f77-4d61-942e-fb0d2b746d10 | Chilled Water Pump 01 | IfcFlowMovingDevice | IFC_Core | discipline | MEP | text |  | IFC | Conditional | ifc_objects[].discipline | BIM Contractor | Pending
375672b9-c998-4f82-b686-68049252540f | Chilled Water Pump 02 | IfcFlowMovingDevice | IFC_Core | ifc_entity | IfcFlowMovingDevice | text |  | IFC | Yes | ifc_objects[].ifc_entity | BIM Contractor | Pending
375672b9-c998-4f82-b686-68049252540f | Chilled Water Pump 02 | IfcFlowMovingDevice | IFC_Core | ifc_name | Chilled Water Pump 02 | text |  | IFC | Yes | ifc_objects[].ifc_name | BIM Contractor | Pending
375672b9-c998-4f82-b686-68049252540f | Chilled Water Pump 02 | IfcFlowMovingDevice | IFC_Core | ifc_object_type | ChilledWaterPump | text |  | IFC | Conditional | ifc_objects[].ifc_object_type | BIM Contractor | Pending
375672b9-c998-4f82-b686-68049252540f | Chilled Water Pump 02 | IfcFlowMovingDevice | IFC_Core | predefined_type | ChilledWaterPump | text |  | IFC | Conditional | ifc_objects[].predefined_type | BIM Contractor | Pending
375672b9-c998-4f82-b686-68049252540f | Chilled Water Pump 02 | IfcFlowMovingDevice | IFC_Core | floor_id | FL-B1 | text |  | IFC | Yes | ifc_objects[].floor_id | BIM Contractor | Pending
375672b9-c998-4f82-b686-68049252540f | Chilled Water Pump 02 | IfcFlowMovingDevice | IFC_Core | space_id | SP-B1-CHILLER | text |  | IFC | Conditional | ifc_objects[].space_id | BIM Contractor | Pending
375672b9-c998-4f82-b686-68049252540f | Chilled Water Pump 02 | IfcFlowMovingDevice | IFC_Core | zone_id | ZONE-HVAC-B1-PLANT | text |  | IFC | Conditional | ifc_objects[].zone_id | BIM Contractor | Pending
375672b9-c998-4f82-b686-68049252540f | Chilled Water Pump 02 | IfcFlowMovingDevice | IFC_Core | system | HVAC | text |  | IFC | Conditional | ifc_objects[].system | BIM Contractor | Pending
375672b9-c998-4f82-b686-68049252540f | Chilled Water Pump 02 | IfcFlowMovingDevice | IFC_Core | discipline | MEP | text |  | IFC | Conditional | ifc_objects[].discipline | BIM Contractor | Pending
08bb2ecb-60df-4740-95bb-40dc1ea78f63 | Condenser Water Pump 01 | IfcFlowMovingDevice | IFC_Core | ifc_entity | IfcFlowMovingDevice | text |  | IFC | Yes | ifc_objects[].ifc_entity | BIM Contractor | Pending
08bb2ecb-60df-4740-95bb-40dc1ea78f63 | Condenser Water Pump 01 | IfcFlowMovingDevice | IFC_Core | ifc_name | Condenser Water Pump 01 | text |  | IFC | Yes | ifc_objects[].ifc_name | BIM Contractor | Pending
08bb2ecb-60df-4740-95bb-40dc1ea78f63 | Condenser Water Pump 01 | IfcFlowMovingDevice | IFC_Core | ifc_object_type | CondenserWaterPump | text |  | IFC | Conditional | ifc_objects[].ifc_object_type | BIM Contractor | Pending
08bb2ecb-60df-4740-95bb-40dc1ea78f63 | Condenser Water Pump 01 | IfcFlowMovingDevice | IFC_Core | predefined_type | CondenserWaterPump | text |  | IFC | Conditional | ifc_objects[].predefined_type | BIM Contractor | Pending
08bb2ecb-60df-4740-95bb-40dc1ea78f63 | Condenser Water Pump 01 | IfcFlowMovingDevice | IFC_Core | floor_id | FL-B1 | text |  | IFC | Yes | ifc_objects[].floor_id | BIM Contractor | Pending
08bb2ecb-60df-4740-95bb-40dc1ea78f63 | Condenser Water Pump 01 | IfcFlowMovingDevice | IFC_Core | space_id | SP-B1-CHILLER | text |  | IFC | Conditional | ifc_objects[].space_id | BIM Contractor | Pending
08bb2ecb-60df-4740-95bb-40dc1ea78f63 | Condenser Water Pump 01 | IfcFlowMovingDevice | IFC_Core | zone_id | ZONE-HVAC-B1-PLANT | text |  | IFC | Conditional | ifc_objects[].zone_id | BIM Contractor | Pending
08bb2ecb-60df-4740-95bb-40dc1ea78f63 | Condenser Water Pump 01 | IfcFlowMovingDevice | IFC_Core | system | HVAC | text |  | IFC | Conditional | ifc_objects[].system | BIM Contractor | Pending
08bb2ecb-60df-4740-95bb-40dc1ea78f63 | Condenser Water Pump 01 | IfcFlowMovingDevice | IFC_Core | discipline | MEP | text |  | IFC | Conditional | ifc_objects[].discipline | BIM Contractor | Pending
5bfb7e78-c91b-4a89-965d-de801cb5108f | Cooling Tower 01 | IfcEnergyConversionDevice | IFC_Core | ifc_entity | IfcEnergyConversionDevice | text |  | IFC | Yes | ifc_objects[].ifc_entity | BIM Contractor | Pending
5bfb7e78-c91b-4a89-965d-de801cb5108f | Cooling Tower 01 | IfcEnergyConversionDevice | IFC_Core | ifc_name | Cooling Tower 01 | text |  | IFC | Yes | ifc_objects[].ifc_name | BIM Contractor | Pending
5bfb7e78-c91b-4a89-965d-de801cb5108f | Cooling Tower 01 | IfcEnergyConversionDevice | IFC_Core | ifc_object_type | CoolingTower | text |  | IFC | Conditional | ifc_objects[].ifc_object_type | BIM Contractor | Pending
5bfb7e78-c91b-4a89-965d-de801cb5108f | Cooling Tower 01 | IfcEnergyConversionDevice | IFC_Core | predefined_type | CoolingTower | text |  | IFC | Conditional | ifc_objects[].predefined_type | BIM Contractor | Pending
5bfb7e78-c91b-4a89-965d-de801cb5108f | Cooling Tower 01 | IfcEnergyConversionDevice | IFC_Core | floor_id | FL-ROOF | text |  | IFC | Yes | ifc_objects[].floor_id | BIM Contractor | Pending
5bfb7e78-c91b-4a89-965d-de801cb5108f | Cooling Tower 01 | IfcEnergyConversionDevice | IFC_Core | space_id | SP-ROOF-SOLAR | text |  | IFC | Conditional | ifc_objects[].space_id | BIM Contractor | Pending
5bfb7e78-c91b-4a89-965d-de801cb5108f | Cooling Tower 01 | IfcEnergyConversionDevice | IFC_Core | zone_id | ZONE-ROOF-TECH | text |  | IFC | Conditional | ifc_objects[].zone_id | BIM Contractor | Pending
5bfb7e78-c91b-4a89-965d-de801cb5108f | Cooling Tower 01 | IfcEnergyConversionDevice | IFC_Core | system | HVAC | text |  | IFC | Conditional | ifc_objects[].system | BIM Contractor | Pending
5bfb7e78-c91b-4a89-965d-de801cb5108f | Cooling Tower 01 | IfcEnergyConversionDevice | IFC_Core | discipline | MEP | text |  | IFC | Conditional | ifc_objects[].discipline | BIM Contractor | Pending
6f9aa529-3c8c-41e6-a964-a3af049921c5 | Air Handling Unit L04-01 | IfcFlowTreatmentDevice | IFC_Core | ifc_entity | IfcFlowTreatmentDevice | text |  | IFC | Yes | ifc_objects[].ifc_entity | BIM Contractor | Pending
6f9aa529-3c8c-41e6-a964-a3af049921c5 | Air Handling Unit L04-01 | IfcFlowTreatmentDevice | IFC_Core | ifc_name | Air Handling Unit L04-01 | text |  | IFC | Yes | ifc_objects[].ifc_name | BIM Contractor | Pending
6f9aa529-3c8c-41e6-a964-a3af049921c5 | Air Handling Unit L04-01 | IfcFlowTreatmentDevice | IFC_Core | ifc_object_type | AHU | text |  | IFC | Conditional | ifc_objects[].ifc_object_type | BIM Contractor | Pending
6f9aa529-3c8c-41e6-a964-a3af049921c5 | Air Handling Unit L04-01 | IfcFlowTreatmentDevice | IFC_Core | predefined_type | AHU | text |  | IFC | Conditional | ifc_objects[].predefined_type | BIM Contractor | Pending
6f9aa529-3c8c-41e6-a964-a3af049921c5 | Air Handling Unit L04-01 | IfcFlowTreatmentDevice | IFC_Core | floor_id | FL-L04 | text |  | IFC | Yes | ifc_objects[].floor_id | BIM Contractor | Pending
6f9aa529-3c8c-41e6-a964-a3af049921c5 | Air Handling Unit L04-01 | IfcFlowTreatmentDevice | IFC_Core | space_id | SP-L04-AHU | text |  | IFC | Conditional | ifc_objects[].space_id | BIM Contractor | Pending
6f9aa529-3c8c-41e6-a964-a3af049921c5 | Air Handling Unit L04-01 | IfcFlowTreatmentDevice | IFC_Core | zone_id | ZONE-OFFICE-L05 | text |  | IFC | Conditional | ifc_objects[].zone_id | BIM Contractor | Pending
6f9aa529-3c8c-41e6-a964-a3af049921c5 | Air Handling Unit L04-01 | IfcFlowTreatmentDevice | IFC_Core | system | HVAC | text |  | IFC | Conditional | ifc_objects[].system | BIM Contractor | Pending
6f9aa529-3c8c-41e6-a964-a3af049921c5 | Air Handling Unit L04-01 | IfcFlowTreatmentDevice | IFC_Core | discipline | MEP | text |  | IFC | Conditional | ifc_objects[].discipline | BIM Contractor | Pending
007f4839-0d75-4f3b-a264-4ff9c71bec3d | Fan Coil Unit L02-001 | IfcFlowTerminal | IFC_Core | ifc_entity | IfcFlowTerminal | text |  | IFC | Yes | ifc_objects[].ifc_entity | BIM Contractor | Pending
007f4839-0d75-4f3b-a264-4ff9c71bec3d | Fan Coil Unit L02-001 | IfcFlowTerminal | IFC_Core | ifc_name | Fan Coil Unit L02-001 | text |  | IFC | Yes | ifc_objects[].ifc_name | BIM Contractor | Pending
007f4839-0d75-4f3b-a264-4ff9c71bec3d | Fan Coil Unit L02-001 | IfcFlowTerminal | IFC_Core | ifc_object_type | FCU | text |  | IFC | Conditional | ifc_objects[].ifc_object_type | BIM Contractor | Pending
007f4839-0d75-4f3b-a264-4ff9c71bec3d | Fan Coil Unit L02-001 | IfcFlowTerminal | IFC_Core | predefined_type | FCU | text |  | IFC | Conditional | ifc_objects[].predefined_type | BIM Contractor | Pending
007f4839-0d75-4f3b-a264-4ff9c71bec3d | Fan Coil Unit L02-001 | IfcFlowTerminal | IFC_Core | floor_id | FL-L02 | text |  | IFC | Yes | ifc_objects[].floor_id | BIM Contractor | Pending
007f4839-0d75-4f3b-a264-4ff9c71bec3d | Fan Coil Unit L02-001 | IfcFlowTerminal | IFC_Core | space_id | SP-L02-OFFICE-A | text |  | IFC | Conditional | ifc_objects[].space_id | BIM Contractor | Pending
007f4839-0d75-4f3b-a264-4ff9c71bec3d | Fan Coil Unit L02-001 | IfcFlowTerminal | IFC_Core | zone_id | ZONE-OFFICE-L02 | text |  | IFC | Conditional | ifc_objects[].zone_id | BIM Contractor | Pending
007f4839-0d75-4f3b-a264-4ff9c71bec3d | Fan Coil Unit L02-001 | IfcFlowTerminal | IFC_Core | system | HVAC | text |  | IFC | Conditional | ifc_objects[].system | BIM Contractor | Pending
007f4839-0d75-4f3b-a264-4ff9c71bec3d | Fan Coil Unit L02-001 | IfcFlowTerminal | IFC_Core | discipline | MEP | text |  | IFC | Conditional | ifc_objects[].discipline | BIM Contractor | Pending
bd651c89-4802-4f98-9c28-19f8e72f04c7 | VAV Box L02-001 | IfcFlowController | IFC_Core | ifc_entity | IfcFlowController | text |  | IFC | Yes | ifc_objects[].ifc_entity | BIM Contractor | Pending
bd651c89-4802-4f98-9c28-19f8e72f04c7 | VAV Box L02-001 | IfcFlowController | IFC_Core | ifc_name | VAV Box L02-001 | text |  | IFC | Yes | ifc_objects[].ifc_name | BIM Contractor | Pending
bd651c89-4802-4f98-9c28-19f8e72f04c7 | VAV Box L02-001 | IfcFlowController | IFC_Core | ifc_object_type | VAV | text |  | IFC | Conditional | ifc_objects[].ifc_object_type | BIM Contractor | Pending
bd651c89-4802-4f98-9c28-19f8e72f04c7 | VAV Box L02-001 | IfcFlowController | IFC_Core | predefined_type | VAV | text |  | IFC | Conditional | ifc_objects[].predefined_type | BIM Contractor | Pending
bd651c89-4802-4f98-9c28-19f8e72f04c7 | VAV Box L02-001 | IfcFlowController | IFC_Core | floor_id | FL-L02 | text |  | IFC | Yes | ifc_objects[].floor_id | BIM Contractor | Pending
bd651c89-4802-4f98-9c28-19f8e72f04c7 | VAV Box L02-001 | IfcFlowController | IFC_Core | space_id | SP-L02-OFFICE-A | text |  | IFC | Conditional | ifc_objects[].space_id | BIM Contractor | Pending
bd651c89-4802-4f98-9c28-19f8e72f04c7 | VAV Box L02-001 | IfcFlowController | IFC_Core | zone_id | ZONE-OFFICE-L02 | text |  | IFC | Conditional | ifc_objects[].zone_id | BIM Contractor | Pending
bd651c89-4802-4f98-9c28-19f8e72f04c7 | VAV Box L02-001 | IfcFlowController | IFC_Core | system | HVAC | text |  | IFC | Conditional | ifc_objects[].system | BIM Contractor | Pending
bd651c89-4802-4f98-9c28-19f8e72f04c7 | VAV Box L02-001 | IfcFlowController | IFC_Core | discipline | MEP | text |  | IFC | Conditional | ifc_objects[].discipline | BIM Contractor | Pending
ba559227-d5d4-48ee-8b50-8bd3ebd39201 | Fan Coil Unit L05-001 | IfcFlowTerminal | IFC_Core | ifc_entity | IfcFlowTerminal | text |  | IFC | Yes | ifc_objects[].ifc_entity | BIM Contractor | Pending
ba559227-d5d4-48ee-8b50-8bd3ebd39201 | Fan Coil Unit L05-001 | IfcFlowTerminal | IFC_Core | ifc_name | Fan Coil Unit L05-001 | text |  | IFC | Yes | ifc_objects[].ifc_name | BIM Contractor | Pending
ba559227-d5d4-48ee-8b50-8bd3ebd39201 | Fan Coil Unit L05-001 | IfcFlowTerminal | IFC_Core | ifc_object_type | FCU | text |  | IFC | Conditional | ifc_objects[].ifc_object_type | BIM Contractor | Pending
ba559227-d5d4-48ee-8b50-8bd3ebd39201 | Fan Coil Unit L05-001 | IfcFlowTerminal | IFC_Core | predefined_type | FCU | text |  | IFC | Conditional | ifc_objects[].predefined_type | BIM Contractor | Pending
ba559227-d5d4-48ee-8b50-8bd3ebd39201 | Fan Coil Unit L05-001 | IfcFlowTerminal | IFC_Core | floor_id | FL-L05 | text |  | IFC | Yes | ifc_objects[].floor_id | BIM Contractor | Pending
ba559227-d5d4-48ee-8b50-8bd3ebd39201 | Fan Coil Unit L05-001 | IfcFlowTerminal | IFC_Core | space_id | SP-L05-OFFICE-A | text |  | IFC | Conditional | ifc_objects[].space_id | BIM Contractor | Pending
ba559227-d5d4-48ee-8b50-8bd3ebd39201 | Fan Coil Unit L05-001 | IfcFlowTerminal | IFC_Core | zone_id | ZONE-OFFICE-L05 | text |  | IFC | Conditional | ifc_objects[].zone_id | BIM Contractor | Pending
ba559227-d5d4-48ee-8b50-8bd3ebd39201 | Fan Coil Unit L05-001 | IfcFlowTerminal | IFC_Core | system | HVAC | text |  | IFC | Conditional | ifc_objects[].system | BIM Contractor | Pending
ba559227-d5d4-48ee-8b50-8bd3ebd39201 | Fan Coil Unit L05-001 | IfcFlowTerminal | IFC_Core | discipline | MEP | text |  | IFC | Conditional | ifc_objects[].discipline | BIM Contractor | Pending
5afa5db8-b04d-461f-8a15-4c53e55e3c88 | VAV Box L05-001 | IfcFlowController | IFC_Core | ifc_entity | IfcFlowController | text |  | IFC | Yes | ifc_objects[].ifc_entity | BIM Contractor | Pending
5afa5db8-b04d-461f-8a15-4c53e55e3c88 | VAV Box L05-001 | IfcFlowController | IFC_Core | ifc_name | VAV Box L05-001 | text |  | IFC | Yes | ifc_objects[].ifc_name | BIM Contractor | Pending
5afa5db8-b04d-461f-8a15-4c53e55e3c88 | VAV Box L05-001 | IfcFlowController | IFC_Core | ifc_object_type | VAV | text |  | IFC | Conditional | ifc_objects[].ifc_object_type | BIM Contractor | Pending
5afa5db8-b04d-461f-8a15-4c53e55e3c88 | VAV Box L05-001 | IfcFlowController | IFC_Core | predefined_type | VAV | text |  | IFC | Conditional | ifc_objects[].predefined_type | BIM Contractor | Pending
5afa5db8-b04d-461f-8a15-4c53e55e3c88 | VAV Box L05-001 | IfcFlowController | IFC_Core | floor_id | FL-L05 | text |  | IFC | Yes | ifc_objects[].floor_id | BIM Contractor | Pending
5afa5db8-b04d-461f-8a15-4c53e55e3c88 | VAV Box L05-001 | IfcFlowController | IFC_Core | space_id | SP-L05-OFFICE-A | text |  | IFC | Conditional | ifc_objects[].space_id | BIM Contractor | Pending
5afa5db8-b04d-461f-8a15-4c53e55e3c88 | VAV Box L05-001 | IfcFlowController | IFC_Core | zone_id | ZONE-OFFICE-L05 | text |  | IFC | Conditional | ifc_objects[].zone_id | BIM Contractor | Pending
5afa5db8-b04d-461f-8a15-4c53e55e3c88 | VAV Box L05-001 | IfcFlowController | IFC_Core | system | HVAC | text |  | IFC | Conditional | ifc_objects[].system | BIM Contractor | Pending
5afa5db8-b04d-461f-8a15-4c53e55e3c88 | VAV Box L05-001 | IfcFlowController | IFC_Core | discipline | MEP | text |  | IFC | Conditional | ifc_objects[].discipline | BIM Contractor | Pending
d3aa0593-2a36-463a-afac-a9e421da167b | Fan Coil Unit L10-001 | IfcFlowTerminal | IFC_Core | ifc_entity | IfcFlowTerminal | text |  | IFC | Yes | ifc_objects[].ifc_entity | BIM Contractor | Pending
d3aa0593-2a36-463a-afac-a9e421da167b | Fan Coil Unit L10-001 | IfcFlowTerminal | IFC_Core | ifc_name | Fan Coil Unit L10-001 | text |  | IFC | Yes | ifc_objects[].ifc_name | BIM Contractor | Pending
d3aa0593-2a36-463a-afac-a9e421da167b | Fan Coil Unit L10-001 | IfcFlowTerminal | IFC_Core | ifc_object_type | FCU | text |  | IFC | Conditional | ifc_objects[].ifc_object_type | BIM Contractor | Pending
d3aa0593-2a36-463a-afac-a9e421da167b | Fan Coil Unit L10-001 | IfcFlowTerminal | IFC_Core | predefined_type | FCU | text |  | IFC | Conditional | ifc_objects[].predefined_type | BIM Contractor | Pending
d3aa0593-2a36-463a-afac-a9e421da167b | Fan Coil Unit L10-001 | IfcFlowTerminal | IFC_Core | floor_id | FL-L10 | text |  | IFC | Yes | ifc_objects[].floor_id | BIM Contractor | Pending
d3aa0593-2a36-463a-afac-a9e421da167b | Fan Coil Unit L10-001 | IfcFlowTerminal | IFC_Core | space_id | SP-L10-OFFICE-A | text |  | IFC | Conditional | ifc_objects[].space_id | BIM Contractor | Pending
d3aa0593-2a36-463a-afac-a9e421da167b | Fan Coil Unit L10-001 | IfcFlowTerminal | IFC_Core | zone_id | ZONE-OFFICE-L10 | text |  | IFC | Conditional | ifc_objects[].zone_id | BIM Contractor | Pending
d3aa0593-2a36-463a-afac-a9e421da167b | Fan Coil Unit L10-001 | IfcFlowTerminal | IFC_Core | system | HVAC | text |  | IFC | Conditional | ifc_objects[].system | BIM Contractor | Pending
d3aa0593-2a36-463a-afac-a9e421da167b | Fan Coil Unit L10-001 | IfcFlowTerminal | IFC_Core | discipline | MEP | text |  | IFC | Conditional | ifc_objects[].discipline | BIM Contractor | Pending
790996df-89c1-4148-9650-dd6b39aa33ef | VAV Box L10-001 | IfcFlowController | IFC_Core | ifc_entity | IfcFlowController | text |  | IFC | Yes | ifc_objects[].ifc_entity | BIM Contractor | Pending
790996df-89c1-4148-9650-dd6b39aa33ef | VAV Box L10-001 | IfcFlowController | IFC_Core | ifc_name | VAV Box L10-001 | text |  | IFC | Yes | ifc_objects[].ifc_name | BIM Contractor | Pending
790996df-89c1-4148-9650-dd6b39aa33ef | VAV Box L10-001 | IfcFlowController | IFC_Core | ifc_object_type | VAV | text |  | IFC | Conditional | ifc_objects[].ifc_object_type | BIM Contractor | Pending
790996df-89c1-4148-9650-dd6b39aa33ef | VAV Box L10-001 | IfcFlowController | IFC_Core | predefined_type | VAV | text |  | IFC | Conditional | ifc_objects[].predefined_type | BIM Contractor | Pending
790996df-89c1-4148-9650-dd6b39aa33ef | VAV Box L10-001 | IfcFlowController | IFC_Core | floor_id | FL-L10 | text |  | IFC | Yes | ifc_objects[].floor_id | BIM Contractor | Pending
790996df-89c1-4148-9650-dd6b39aa33ef | VAV Box L10-001 | IfcFlowController | IFC_Core | space_id | SP-L10-OFFICE-A | text |  | IFC | Conditional | ifc_objects[].space_id | BIM Contractor | Pending
790996df-89c1-4148-9650-dd6b39aa33ef | VAV Box L10-001 | IfcFlowController | IFC_Core | zone_id | ZONE-OFFICE-L10 | text |  | IFC | Conditional | ifc_objects[].zone_id | BIM Contractor | Pending
790996df-89c1-4148-9650-dd6b39aa33ef | VAV Box L10-001 | IfcFlowController | IFC_Core | system | HVAC | text |  | IFC | Conditional | ifc_objects[].system | BIM Contractor | Pending
790996df-89c1-4148-9650-dd6b39aa33ef | VAV Box L10-001 | IfcFlowController | IFC_Core | discipline | MEP | text |  | IFC | Conditional | ifc_objects[].discipline | BIM Contractor | Pending
c9110d5f-e5b1-4aed-b787-7c3b40f17fae | Fan Coil Unit L20-001 | IfcFlowTerminal | IFC_Core | ifc_entity | IfcFlowTerminal | text |  | IFC | Yes | ifc_objects[].ifc_entity | BIM Contractor | Pending
c9110d5f-e5b1-4aed-b787-7c3b40f17fae | Fan Coil Unit L20-001 | IfcFlowTerminal | IFC_Core | ifc_name | Fan Coil Unit L20-001 | text |  | IFC | Yes | ifc_objects[].ifc_name | BIM Contractor | Pending
c9110d5f-e5b1-4aed-b787-7c3b40f17fae | Fan Coil Unit L20-001 | IfcFlowTerminal | IFC_Core | ifc_object_type | FCU | text |  | IFC | Conditional | ifc_objects[].ifc_object_type | BIM Contractor | Pending
c9110d5f-e5b1-4aed-b787-7c3b40f17fae | Fan Coil Unit L20-001 | IfcFlowTerminal | IFC_Core | predefined_type | FCU | text |  | IFC | Conditional | ifc_objects[].predefined_type | BIM Contractor | Pending
c9110d5f-e5b1-4aed-b787-7c3b40f17fae | Fan Coil Unit L20-001 | IfcFlowTerminal | IFC_Core | floor_id | FL-L20 | text |  | IFC | Yes | ifc_objects[].floor_id | BIM Contractor | Pending
c9110d5f-e5b1-4aed-b787-7c3b40f17fae | Fan Coil Unit L20-001 | IfcFlowTerminal | IFC_Core | space_id | SP-L20-OFFICE-A | text |  | IFC | Conditional | ifc_objects[].space_id | BIM Contractor | Pending
c9110d5f-e5b1-4aed-b787-7c3b40f17fae | Fan Coil Unit L20-001 | IfcFlowTerminal | IFC_Core | zone_id | ZONE-OFFICE-L20 | text |  | IFC | Conditional | ifc_objects[].zone_id | BIM Contractor | Pending
c9110d5f-e5b1-4aed-b787-7c3b40f17fae | Fan Coil Unit L20-001 | IfcFlowTerminal | IFC_Core | system | HVAC | text |  | IFC | Conditional | ifc_objects[].system | BIM Contractor | Pending
c9110d5f-e5b1-4aed-b787-7c3b40f17fae | Fan Coil Unit L20-001 | IfcFlowTerminal | IFC_Core | discipline | MEP | text |  | IFC | Conditional | ifc_objects[].discipline | BIM Contractor | Pending
6ad8b8d2-9d99-44b0-b5db-8cddea06d2ee | VAV Box L20-001 | IfcFlowController | IFC_Core | ifc_entity | IfcFlowController | text |  | IFC | Yes | ifc_objects[].ifc_entity | BIM Contractor | Pending
6ad8b8d2-9d99-44b0-b5db-8cddea06d2ee | VAV Box L20-001 | IfcFlowController | IFC_Core | ifc_name | VAV Box L20-001 | text |  | IFC | Yes | ifc_objects[].ifc_name | BIM Contractor | Pending
6ad8b8d2-9d99-44b0-b5db-8cddea06d2ee | VAV Box L20-001 | IfcFlowController | IFC_Core | ifc_object_type | VAV | text |  | IFC | Conditional | ifc_objects[].ifc_object_type | BIM Contractor | Pending
6ad8b8d2-9d99-44b0-b5db-8cddea06d2ee | VAV Box L20-001 | IfcFlowController | IFC_Core | predefined_type | VAV | text |  | IFC | Conditional | ifc_objects[].predefined_type | BIM Contractor | Pending
6ad8b8d2-9d99-44b0-b5db-8cddea06d2ee | VAV Box L20-001 | IfcFlowController | IFC_Core | floor_id | FL-L20 | text |  | IFC | Yes | ifc_objects[].floor_id | BIM Contractor | Pending
6ad8b8d2-9d99-44b0-b5db-8cddea06d2ee | VAV Box L20-001 | IfcFlowController | IFC_Core | space_id | SP-L20-OFFICE-A | text |  | IFC | Conditional | ifc_objects[].space_id | BIM Contractor | Pending
6ad8b8d2-9d99-44b0-b5db-8cddea06d2ee | VAV Box L20-001 | IfcFlowController | IFC_Core | zone_id | ZONE-OFFICE-L20 | text |  | IFC | Conditional | ifc_objects[].zone_id | BIM Contractor | Pending
6ad8b8d2-9d99-44b0-b5db-8cddea06d2ee | VAV Box L20-001 | IfcFlowController | IFC_Core | system | HVAC | text |  | IFC | Conditional | ifc_objects[].system | BIM Contractor | Pending
6ad8b8d2-9d99-44b0-b5db-8cddea06d2ee | VAV Box L20-001 | IfcFlowController | IFC_Core | discipline | MEP | text |  | IFC | Conditional | ifc_objects[].discipline | BIM Contractor | Pending
56e449e7-1b67-4383-b6b3-9afcc54673bc | Transformer 01 | IfcElectricDistributionBoard | IFC_Core | ifc_entity | IfcElectricDistributionBoard | text |  | IFC | Yes | ifc_objects[].ifc_entity | BIM Contractor | Pending
56e449e7-1b67-4383-b6b3-9afcc54673bc | Transformer 01 | IfcElectricDistributionBoard | IFC_Core | ifc_name | Transformer 01 | text |  | IFC | Yes | ifc_objects[].ifc_name | BIM Contractor | Pending
56e449e7-1b67-4383-b6b3-9afcc54673bc | Transformer 01 | IfcElectricDistributionBoard | IFC_Core | ifc_object_type | Transformer | text |  | IFC | Conditional | ifc_objects[].ifc_object_type | BIM Contractor | Pending
56e449e7-1b67-4383-b6b3-9afcc54673bc | Transformer 01 | IfcElectricDistributionBoard | IFC_Core | predefined_type | Transformer | text |  | IFC | Conditional | ifc_objects[].predefined_type | BIM Contractor | Pending
56e449e7-1b67-4383-b6b3-9afcc54673bc | Transformer 01 | IfcElectricDistributionBoard | IFC_Core | floor_id | FL-B1 | text |  | IFC | Yes | ifc_objects[].floor_id | BIM Contractor | Pending
56e449e7-1b67-4383-b6b3-9afcc54673bc | Transformer 01 | IfcElectricDistributionBoard | IFC_Core | space_id | SP-B1-CHILLER | text |  | IFC | Conditional | ifc_objects[].space_id | BIM Contractor | Pending
56e449e7-1b67-4383-b6b3-9afcc54673bc | Transformer 01 | IfcElectricDistributionBoard | IFC_Core | zone_id | ZONE-HVAC-B1-PLANT | text |  | IFC | Conditional | ifc_objects[].zone_id | BIM Contractor | Pending
56e449e7-1b67-4383-b6b3-9afcc54673bc | Transformer 01 | IfcElectricDistributionBoard | IFC_Core | system | Electrical | text |  | IFC | Conditional | ifc_objects[].system | BIM Contractor | Pending
56e449e7-1b67-4383-b6b3-9afcc54673bc | Transformer 01 | IfcElectricDistributionBoard | IFC_Core | discipline | MEP | text |  | IFC | Conditional | ifc_objects[].discipline | BIM Contractor | Pending
bfe1ef74-8838-472b-ac5b-28a10eb7cdda | Main Distribution Board 01 | IfcElectricDistributionBoard | IFC_Core | ifc_entity | IfcElectricDistributionBoard | text |  | IFC | Yes | ifc_objects[].ifc_entity | BIM Contractor | Pending
bfe1ef74-8838-472b-ac5b-28a10eb7cdda | Main Distribution Board 01 | IfcElectricDistributionBoard | IFC_Core | ifc_name | Main Distribution Board 01 | text |  | IFC | Yes | ifc_objects[].ifc_name | BIM Contractor | Pending
bfe1ef74-8838-472b-ac5b-28a10eb7cdda | Main Distribution Board 01 | IfcElectricDistributionBoard | IFC_Core | ifc_object_type | MDB | text |  | IFC | Conditional | ifc_objects[].ifc_object_type | BIM Contractor | Pending
bfe1ef74-8838-472b-ac5b-28a10eb7cdda | Main Distribution Board 01 | IfcElectricDistributionBoard | IFC_Core | predefined_type | MDB | text |  | IFC | Conditional | ifc_objects[].predefined_type | BIM Contractor | Pending
bfe1ef74-8838-472b-ac5b-28a10eb7cdda | Main Distribution Board 01 | IfcElectricDistributionBoard | IFC_Core | floor_id | FL-B1 | text |  | IFC | Yes | ifc_objects[].floor_id | BIM Contractor | Pending
bfe1ef74-8838-472b-ac5b-28a10eb7cdda | Main Distribution Board 01 | IfcElectricDistributionBoard | IFC_Core | space_id | SP-B1-CHILLER | text |  | IFC | Conditional | ifc_objects[].space_id | BIM Contractor | Pending
bfe1ef74-8838-472b-ac5b-28a10eb7cdda | Main Distribution Board 01 | IfcElectricDistributionBoard | IFC_Core | zone_id | ZONE-HVAC-B1-PLANT | text |  | IFC | Conditional | ifc_objects[].zone_id | BIM Contractor | Pending
bfe1ef74-8838-472b-ac5b-28a10eb7cdda | Main Distribution Board 01 | IfcElectricDistributionBoard | IFC_Core | system | Electrical | text |  | IFC | Conditional | ifc_objects[].system | BIM Contractor | Pending
bfe1ef74-8838-472b-ac5b-28a10eb7cdda | Main Distribution Board 01 | IfcElectricDistributionBoard | IFC_Core | discipline | MEP | text |  | IFC | Conditional | ifc_objects[].discipline | BIM Contractor | Pending
8425ee0b-4249-41a9-8a5b-c39151410a62 | Automatic Transfer Switch 01 | IfcSwitchingDevice | IFC_Core | ifc_entity | IfcSwitchingDevice | text |  | IFC | Yes | ifc_objects[].ifc_entity | BIM Contractor | Pending
8425ee0b-4249-41a9-8a5b-c39151410a62 | Automatic Transfer Switch 01 | IfcSwitchingDevice | IFC_Core | ifc_name | Automatic Transfer Switch 01 | text |  | IFC | Yes | ifc_objects[].ifc_name | BIM Contractor | Pending
8425ee0b-4249-41a9-8a5b-c39151410a62 | Automatic Transfer Switch 01 | IfcSwitchingDevice | IFC_Core | ifc_object_type | ATS | text |  | IFC | Conditional | ifc_objects[].ifc_object_type | BIM Contractor | Pending
8425ee0b-4249-41a9-8a5b-c39151410a62 | Automatic Transfer Switch 01 | IfcSwitchingDevice | IFC_Core | predefined_type | ATS | text |  | IFC | Conditional | ifc_objects[].predefined_type | BIM Contractor | Pending
8425ee0b-4249-41a9-8a5b-c39151410a62 | Automatic Transfer Switch 01 | IfcSwitchingDevice | IFC_Core | floor_id | FL-B1 | text |  | IFC | Yes | ifc_objects[].floor_id | BIM Contractor | Pending
8425ee0b-4249-41a9-8a5b-c39151410a62 | Automatic Transfer Switch 01 | IfcSwitchingDevice | IFC_Core | space_id | SP-B1-CHILLER | text |  | IFC | Conditional | ifc_objects[].space_id | BIM Contractor | Pending
8425ee0b-4249-41a9-8a5b-c39151410a62 | Automatic Transfer Switch 01 | IfcSwitchingDevice | IFC_Core | zone_id | ZONE-HVAC-B1-PLANT | text |  | IFC | Conditional | ifc_objects[].zone_id | BIM Contractor | Pending
8425ee0b-4249-41a9-8a5b-c39151410a62 | Automatic Transfer Switch 01 | IfcSwitchingDevice | IFC_Core | system | Electrical | text |  | IFC | Conditional | ifc_objects[].system | BIM Contractor | Pending
8425ee0b-4249-41a9-8a5b-c39151410a62 | Automatic Transfer Switch 01 | IfcSwitchingDevice | IFC_Core | discipline | MEP | text |  | IFC | Conditional | ifc_objects[].discipline | BIM Contractor | Pending
26928abd-db3f-4513-a8e1-84ad366915a9 | Diesel Generator 01 | IfcElectricGenerator | IFC_Core | ifc_entity | IfcElectricGenerator | text |  | IFC | Yes | ifc_objects[].ifc_entity | BIM Contractor | Pending
26928abd-db3f-4513-a8e1-84ad366915a9 | Diesel Generator 01 | IfcElectricGenerator | IFC_Core | ifc_name | Diesel Generator 01 | text |  | IFC | Yes | ifc_objects[].ifc_name | BIM Contractor | Pending
26928abd-db3f-4513-a8e1-84ad366915a9 | Diesel Generator 01 | IfcElectricGenerator | IFC_Core | ifc_object_type | DieselGenerator | text |  | IFC | Conditional | ifc_objects[].ifc_object_type | BIM Contractor | Pending
26928abd-db3f-4513-a8e1-84ad366915a9 | Diesel Generator 01 | IfcElectricGenerator | IFC_Core | predefined_type | DieselGenerator | text |  | IFC | Conditional | ifc_objects[].predefined_type | BIM Contractor | Pending
26928abd-db3f-4513-a8e1-84ad366915a9 | Diesel Generator 01 | IfcElectricGenerator | IFC_Core | floor_id | FL-B1 | text |  | IFC | Yes | ifc_objects[].floor_id | BIM Contractor | Pending
26928abd-db3f-4513-a8e1-84ad366915a9 | Diesel Generator 01 | IfcElectricGenerator | IFC_Core | space_id | SP-B1-CHILLER | text |  | IFC | Conditional | ifc_objects[].space_id | BIM Contractor | Pending
26928abd-db3f-4513-a8e1-84ad366915a9 | Diesel Generator 01 | IfcElectricGenerator | IFC_Core | zone_id | ZONE-HVAC-B1-PLANT | text |  | IFC | Conditional | ifc_objects[].zone_id | BIM Contractor | Pending
26928abd-db3f-4513-a8e1-84ad366915a9 | Diesel Generator 01 | IfcElectricGenerator | IFC_Core | system | Electrical | text |  | IFC | Conditional | ifc_objects[].system | BIM Contractor | Pending
26928abd-db3f-4513-a8e1-84ad366915a9 | Diesel Generator 01 | IfcElectricGenerator | IFC_Core | discipline | MEP | text |  | IFC | Conditional | ifc_objects[].discipline | BIM Contractor | Pending
7452bac0-7e08-42f0-a13e-502216a5dc87 | UPS System 01 | IfcElectricAppliance | IFC_Core | ifc_entity | IfcElectricAppliance | text |  | IFC | Yes | ifc_objects[].ifc_entity | BIM Contractor | Pending
7452bac0-7e08-42f0-a13e-502216a5dc87 | UPS System 01 | IfcElectricAppliance | IFC_Core | ifc_name | UPS System 01 | text |  | IFC | Yes | ifc_objects[].ifc_name | BIM Contractor | Pending
7452bac0-7e08-42f0-a13e-502216a5dc87 | UPS System 01 | IfcElectricAppliance | IFC_Core | ifc_object_type | UPS | text |  | IFC | Conditional | ifc_objects[].ifc_object_type | BIM Contractor | Pending
7452bac0-7e08-42f0-a13e-502216a5dc87 | UPS System 01 | IfcElectricAppliance | IFC_Core | predefined_type | UPS | text |  | IFC | Conditional | ifc_objects[].predefined_type | BIM Contractor | Pending
7452bac0-7e08-42f0-a13e-502216a5dc87 | UPS System 01 | IfcElectricAppliance | IFC_Core | floor_id | FL-L01 | text |  | IFC | Yes | ifc_objects[].floor_id | BIM Contractor | Pending
7452bac0-7e08-42f0-a13e-502216a5dc87 | UPS System 01 | IfcElectricAppliance | IFC_Core | space_id | SP-L01-SECURITY | text |  | IFC | Conditional | ifc_objects[].space_id | BIM Contractor | Pending
7452bac0-7e08-42f0-a13e-502216a5dc87 | UPS System 01 | IfcElectricAppliance | IFC_Core | zone_id | ZONE-PUBLIC-L01 | text |  | IFC | Conditional | ifc_objects[].zone_id | BIM Contractor | Pending
7452bac0-7e08-42f0-a13e-502216a5dc87 | UPS System 01 | IfcElectricAppliance | IFC_Core | system | Electrical | text |  | IFC | Conditional | ifc_objects[].system | BIM Contractor | Pending
7452bac0-7e08-42f0-a13e-502216a5dc87 | UPS System 01 | IfcElectricAppliance | IFC_Core | discipline | MEP | text |  | IFC | Conditional | ifc_objects[].discipline | BIM Contractor | Pending
8bbf5041-36c5-499d-9702-108312fdfaf1 | Lighting Panel L01-001 | IfcElectricDistributionBoard | IFC_Core | ifc_entity | IfcElectricDistributionBoard | text |  | IFC | Yes | ifc_objects[].ifc_entity | BIM Contractor | Pending
8bbf5041-36c5-499d-9702-108312fdfaf1 | Lighting Panel L01-001 | IfcElectricDistributionBoard | IFC_Core | ifc_name | Lighting Panel L01-001 | text |  | IFC | Yes | ifc_objects[].ifc_name | BIM Contractor | Pending
8bbf5041-36c5-499d-9702-108312fdfaf1 | Lighting Panel L01-001 | IfcElectricDistributionBoard | IFC_Core | ifc_object_type | LP | text |  | IFC | Conditional | ifc_objects[].ifc_object_type | BIM Contractor | Pending
8bbf5041-36c5-499d-9702-108312fdfaf1 | Lighting Panel L01-001 | IfcElectricDistributionBoard | IFC_Core | predefined_type | LP | text |  | IFC | Conditional | ifc_objects[].predefined_type | BIM Contractor | Pending
8bbf5041-36c5-499d-9702-108312fdfaf1 | Lighting Panel L01-001 | IfcElectricDistributionBoard | IFC_Core | floor_id | FL-L01 | text |  | IFC | Yes | ifc_objects[].floor_id | BIM Contractor | Pending
8bbf5041-36c5-499d-9702-108312fdfaf1 | Lighting Panel L01-001 | IfcElectricDistributionBoard | IFC_Core | space_id | SP-L01-LOBBY | text |  | IFC | Conditional | ifc_objects[].space_id | BIM Contractor | Pending
8bbf5041-36c5-499d-9702-108312fdfaf1 | Lighting Panel L01-001 | IfcElectricDistributionBoard | IFC_Core | zone_id | ZONE-PUBLIC-L01 | text |  | IFC | Conditional | ifc_objects[].zone_id | BIM Contractor | Pending
8bbf5041-36c5-499d-9702-108312fdfaf1 | Lighting Panel L01-001 | IfcElectricDistributionBoard | IFC_Core | system | Electrical | text |  | IFC | Conditional | ifc_objects[].system | BIM Contractor | Pending
8bbf5041-36c5-499d-9702-108312fdfaf1 | Lighting Panel L01-001 | IfcElectricDistributionBoard | IFC_Core | discipline | MEP | text |  | IFC | Conditional | ifc_objects[].discipline | BIM Contractor | Pending
6aae7531-5c3e-474d-98d3-f42a6e242cd9 | Lighting Panel L02-001 | IfcElectricDistributionBoard | IFC_Core | ifc_entity | IfcElectricDistributionBoard | text |  | IFC | Yes | ifc_objects[].ifc_entity | BIM Contractor | Pending
6aae7531-5c3e-474d-98d3-f42a6e242cd9 | Lighting Panel L02-001 | IfcElectricDistributionBoard | IFC_Core | ifc_name | Lighting Panel L02-001 | text |  | IFC | Yes | ifc_objects[].ifc_name | BIM Contractor | Pending
6aae7531-5c3e-474d-98d3-f42a6e242cd9 | Lighting Panel L02-001 | IfcElectricDistributionBoard | IFC_Core | ifc_object_type | LP | text |  | IFC | Conditional | ifc_objects[].ifc_object_type | BIM Contractor | Pending
6aae7531-5c3e-474d-98d3-f42a6e242cd9 | Lighting Panel L02-001 | IfcElectricDistributionBoard | IFC_Core | predefined_type | LP | text |  | IFC | Conditional | ifc_objects[].predefined_type | BIM Contractor | Pending
6aae7531-5c3e-474d-98d3-f42a6e242cd9 | Lighting Panel L02-001 | IfcElectricDistributionBoard | IFC_Core | floor_id | FL-L02 | text |  | IFC | Yes | ifc_objects[].floor_id | BIM Contractor | Pending
6aae7531-5c3e-474d-98d3-f42a6e242cd9 | Lighting Panel L02-001 | IfcElectricDistributionBoard | IFC_Core | space_id | SP-L02-OFFICE-A | text |  | IFC | Conditional | ifc_objects[].space_id | BIM Contractor | Pending
6aae7531-5c3e-474d-98d3-f42a6e242cd9 | Lighting Panel L02-001 | IfcElectricDistributionBoard | IFC_Core | zone_id | ZONE-OFFICE-L02 | text |  | IFC | Conditional | ifc_objects[].zone_id | BIM Contractor | Pending
6aae7531-5c3e-474d-98d3-f42a6e242cd9 | Lighting Panel L02-001 | IfcElectricDistributionBoard | IFC_Core | system | Electrical | text |  | IFC | Conditional | ifc_objects[].system | BIM Contractor | Pending
6aae7531-5c3e-474d-98d3-f42a6e242cd9 | Lighting Panel L02-001 | IfcElectricDistributionBoard | IFC_Core | discipline | MEP | text |  | IFC | Conditional | ifc_objects[].discipline | BIM Contractor | Pending
12bb2429-7a80-4a5a-baab-b7a713f4bac8 | Lighting Panel L05-001 | IfcElectricDistributionBoard | IFC_Core | ifc_entity | IfcElectricDistributionBoard | text |  | IFC | Yes | ifc_objects[].ifc_entity | BIM Contractor | Pending
12bb2429-7a80-4a5a-baab-b7a713f4bac8 | Lighting Panel L05-001 | IfcElectricDistributionBoard | IFC_Core | ifc_name | Lighting Panel L05-001 | text |  | IFC | Yes | ifc_objects[].ifc_name | BIM Contractor | Pending
12bb2429-7a80-4a5a-baab-b7a713f4bac8 | Lighting Panel L05-001 | IfcElectricDistributionBoard | IFC_Core | ifc_object_type | LP | text |  | IFC | Conditional | ifc_objects[].ifc_object_type | BIM Contractor | Pending
12bb2429-7a80-4a5a-baab-b7a713f4bac8 | Lighting Panel L05-001 | IfcElectricDistributionBoard | IFC_Core | predefined_type | LP | text |  | IFC | Conditional | ifc_objects[].predefined_type | BIM Contractor | Pending
12bb2429-7a80-4a5a-baab-b7a713f4bac8 | Lighting Panel L05-001 | IfcElectricDistributionBoard | IFC_Core | floor_id | FL-L05 | text |  | IFC | Yes | ifc_objects[].floor_id | BIM Contractor | Pending
12bb2429-7a80-4a5a-baab-b7a713f4bac8 | Lighting Panel L05-001 | IfcElectricDistributionBoard | IFC_Core | space_id | SP-L05-OFFICE-A | text |  | IFC | Conditional | ifc_objects[].space_id | BIM Contractor | Pending
12bb2429-7a80-4a5a-baab-b7a713f4bac8 | Lighting Panel L05-001 | IfcElectricDistributionBoard | IFC_Core | zone_id | ZONE-OFFICE-L05 | text |  | IFC | Conditional | ifc_objects[].zone_id | BIM Contractor | Pending
12bb2429-7a80-4a5a-baab-b7a713f4bac8 | Lighting Panel L05-001 | IfcElectricDistributionBoard | IFC_Core | system | Electrical | text |  | IFC | Conditional | ifc_objects[].system | BIM Contractor | Pending
12bb2429-7a80-4a5a-baab-b7a713f4bac8 | Lighting Panel L05-001 | IfcElectricDistributionBoard | IFC_Core | discipline | MEP | text |  | IFC | Conditional | ifc_objects[].discipline | BIM Contractor | Pending
11fc6f7f-058c-4741-bd10-65394be04638 | Lighting Panel L10-001 | IfcElectricDistributionBoard | IFC_Core | ifc_entity | IfcElectricDistributionBoard | text |  | IFC | Yes | ifc_objects[].ifc_entity | BIM Contractor | Pending
11fc6f7f-058c-4741-bd10-65394be04638 | Lighting Panel L10-001 | IfcElectricDistributionBoard | IFC_Core | ifc_name | Lighting Panel L10-001 | text |  | IFC | Yes | ifc_objects[].ifc_name | BIM Contractor | Pending
11fc6f7f-058c-4741-bd10-65394be04638 | Lighting Panel L10-001 | IfcElectricDistributionBoard | IFC_Core | ifc_object_type | LP | text |  | IFC | Conditional | ifc_objects[].ifc_object_type | BIM Contractor | Pending
11fc6f7f-058c-4741-bd10-65394be04638 | Lighting Panel L10-001 | IfcElectricDistributionBoard | IFC_Core | predefined_type | LP | text |  | IFC | Conditional | ifc_objects[].predefined_type | BIM Contractor | Pending
11fc6f7f-058c-4741-bd10-65394be04638 | Lighting Panel L10-001 | IfcElectricDistributionBoard | IFC_Core | floor_id | FL-L10 | text |  | IFC | Yes | ifc_objects[].floor_id | BIM Contractor | Pending
11fc6f7f-058c-4741-bd10-65394be04638 | Lighting Panel L10-001 | IfcElectricDistributionBoard | IFC_Core | space_id | SP-L10-OFFICE-A | text |  | IFC | Conditional | ifc_objects[].space_id | BIM Contractor | Pending
11fc6f7f-058c-4741-bd10-65394be04638 | Lighting Panel L10-001 | IfcElectricDistributionBoard | IFC_Core | zone_id | ZONE-OFFICE-L10 | text |  | IFC | Conditional | ifc_objects[].zone_id | BIM Contractor | Pending
11fc6f7f-058c-4741-bd10-65394be04638 | Lighting Panel L10-001 | IfcElectricDistributionBoard | IFC_Core | system | Electrical | text |  | IFC | Conditional | ifc_objects[].system | BIM Contractor | Pending
11fc6f7f-058c-4741-bd10-65394be04638 | Lighting Panel L10-001 | IfcElectricDistributionBoard | IFC_Core | discipline | MEP | text |  | IFC | Conditional | ifc_objects[].discipline | BIM Contractor | Pending
7fa8e1c6-bbfd-4c90-9fc7-de5177593148 | Lighting Panel L20-001 | IfcElectricDistributionBoard | IFC_Core | ifc_entity | IfcElectricDistributionBoard | text |  | IFC | Yes | ifc_objects[].ifc_entity | BIM Contractor | Pending
7fa8e1c6-bbfd-4c90-9fc7-de5177593148 | Lighting Panel L20-001 | IfcElectricDistributionBoard | IFC_Core | ifc_name | Lighting Panel L20-001 | text |  | IFC | Yes | ifc_objects[].ifc_name | BIM Contractor | Pending
7fa8e1c6-bbfd-4c90-9fc7-de5177593148 | Lighting Panel L20-001 | IfcElectricDistributionBoard | IFC_Core | ifc_object_type | LP | text |  | IFC | Conditional | ifc_objects[].ifc_object_type | BIM Contractor | Pending
7fa8e1c6-bbfd-4c90-9fc7-de5177593148 | Lighting Panel L20-001 | IfcElectricDistributionBoard | IFC_Core | predefined_type | LP | text |  | IFC | Conditional | ifc_objects[].predefined_type | BIM Contractor | Pending
7fa8e1c6-bbfd-4c90-9fc7-de5177593148 | Lighting Panel L20-001 | IfcElectricDistributionBoard | IFC_Core | floor_id | FL-L20 | text |  | IFC | Yes | ifc_objects[].floor_id | BIM Contractor | Pending
7fa8e1c6-bbfd-4c90-9fc7-de5177593148 | Lighting Panel L20-001 | IfcElectricDistributionBoard | IFC_Core | space_id | SP-L20-OFFICE-A | text |  | IFC | Conditional | ifc_objects[].space_id | BIM Contractor | Pending
7fa8e1c6-bbfd-4c90-9fc7-de5177593148 | Lighting Panel L20-001 | IfcElectricDistributionBoard | IFC_Core | zone_id | ZONE-OFFICE-L20 | text |  | IFC | Conditional | ifc_objects[].zone_id | BIM Contractor | Pending
7fa8e1c6-bbfd-4c90-9fc7-de5177593148 | Lighting Panel L20-001 | IfcElectricDistributionBoard | IFC_Core | system | Electrical | text |  | IFC | Conditional | ifc_objects[].system | BIM Contractor | Pending
7fa8e1c6-bbfd-4c90-9fc7-de5177593148 | Lighting Panel L20-001 | IfcElectricDistributionBoard | IFC_Core | discipline | MEP | text |  | IFC | Conditional | ifc_objects[].discipline | BIM Contractor | Pending
04330da6-50e9-4b75-b45a-e9f692abb4a0 | Main Fire Pump 01 | IfcFlowMovingDevice | IFC_Core | ifc_entity | IfcFlowMovingDevice | text |  | IFC | Yes | ifc_objects[].ifc_entity | BIM Contractor | Pending
04330da6-50e9-4b75-b45a-e9f692abb4a0 | Main Fire Pump 01 | IfcFlowMovingDevice | IFC_Core | ifc_name | Main Fire Pump 01 | text |  | IFC | Yes | ifc_objects[].ifc_name | BIM Contractor | Pending
04330da6-50e9-4b75-b45a-e9f692abb4a0 | Main Fire Pump 01 | IfcFlowMovingDevice | IFC_Core | ifc_object_type | MainFirePump | text |  | IFC | Conditional | ifc_objects[].ifc_object_type | BIM Contractor | Pending
04330da6-50e9-4b75-b45a-e9f692abb4a0 | Main Fire Pump 01 | IfcFlowMovingDevice | IFC_Core | predefined_type | MainFirePump | text |  | IFC | Conditional | ifc_objects[].predefined_type | BIM Contractor | Pending
04330da6-50e9-4b75-b45a-e9f692abb4a0 | Main Fire Pump 01 | IfcFlowMovingDevice | IFC_Core | floor_id | FL-B1 | text |  | IFC | Yes | ifc_objects[].floor_id | BIM Contractor | Pending
04330da6-50e9-4b75-b45a-e9f692abb4a0 | Main Fire Pump 01 | IfcFlowMovingDevice | IFC_Core | space_id | SP-B1-FIRE-PUMP | text |  | IFC | Conditional | ifc_objects[].space_id | BIM Contractor | Pending
04330da6-50e9-4b75-b45a-e9f692abb4a0 | Main Fire Pump 01 | IfcFlowMovingDevice | IFC_Core | zone_id | ZONE-FIRE-B1 | text |  | IFC | Conditional | ifc_objects[].zone_id | BIM Contractor | Pending
04330da6-50e9-4b75-b45a-e9f692abb4a0 | Main Fire Pump 01 | IfcFlowMovingDevice | IFC_Core | system | Fire Fighting | text |  | IFC | Conditional | ifc_objects[].system | BIM Contractor | Pending
04330da6-50e9-4b75-b45a-e9f692abb4a0 | Main Fire Pump 01 | IfcFlowMovingDevice | IFC_Core | discipline | MEP | text |  | IFC | Conditional | ifc_objects[].discipline | BIM Contractor | Pending
ba44cd47-a556-4098-8ef7-931f3cbb4568 | Jockey Pump 01 | IfcFlowMovingDevice | IFC_Core | ifc_entity | IfcFlowMovingDevice | text |  | IFC | Yes | ifc_objects[].ifc_entity | BIM Contractor | Pending
ba44cd47-a556-4098-8ef7-931f3cbb4568 | Jockey Pump 01 | IfcFlowMovingDevice | IFC_Core | ifc_name | Jockey Pump 01 | text |  | IFC | Yes | ifc_objects[].ifc_name | BIM Contractor | Pending
ba44cd47-a556-4098-8ef7-931f3cbb4568 | Jockey Pump 01 | IfcFlowMovingDevice | IFC_Core | ifc_object_type | JockeyPump | text |  | IFC | Conditional | ifc_objects[].ifc_object_type | BIM Contractor | Pending
ba44cd47-a556-4098-8ef7-931f3cbb4568 | Jockey Pump 01 | IfcFlowMovingDevice | IFC_Core | predefined_type | JockeyPump | text |  | IFC | Conditional | ifc_objects[].predefined_type | BIM Contractor | Pending
ba44cd47-a556-4098-8ef7-931f3cbb4568 | Jockey Pump 01 | IfcFlowMovingDevice | IFC_Core | floor_id | FL-B1 | text |  | IFC | Yes | ifc_objects[].floor_id | BIM Contractor | Pending
ba44cd47-a556-4098-8ef7-931f3cbb4568 | Jockey Pump 01 | IfcFlowMovingDevice | IFC_Core | space_id | SP-B1-FIRE-PUMP | text |  | IFC | Conditional | ifc_objects[].space_id | BIM Contractor | Pending
ba44cd47-a556-4098-8ef7-931f3cbb4568 | Jockey Pump 01 | IfcFlowMovingDevice | IFC_Core | zone_id | ZONE-FIRE-B1 | text |  | IFC | Conditional | ifc_objects[].zone_id | BIM Contractor | Pending
ba44cd47-a556-4098-8ef7-931f3cbb4568 | Jockey Pump 01 | IfcFlowMovingDevice | IFC_Core | system | Fire Fighting | text |  | IFC | Conditional | ifc_objects[].system | BIM Contractor | Pending
ba44cd47-a556-4098-8ef7-931f3cbb4568 | Jockey Pump 01 | IfcFlowMovingDevice | IFC_Core | discipline | MEP | text |  | IFC | Conditional | ifc_objects[].discipline | BIM Contractor | Pending
f44e3010-24a7-4d6e-9763-9931a796b631 | Fire Alarm Control Panel | IfcAlarm | IFC_Core | ifc_entity | IfcAlarm | text |  | IFC | Yes | ifc_objects[].ifc_entity | BIM Contractor | Pending
f44e3010-24a7-4d6e-9763-9931a796b631 | Fire Alarm Control Panel | IfcAlarm | IFC_Core | ifc_name | Fire Alarm Control Panel | text |  | IFC | Yes | ifc_objects[].ifc_name | BIM Contractor | Pending
f44e3010-24a7-4d6e-9763-9931a796b631 | Fire Alarm Control Panel | IfcAlarm | IFC_Core | ifc_object_type | FACP | text |  | IFC | Conditional | ifc_objects[].ifc_object_type | BIM Contractor | Pending
f44e3010-24a7-4d6e-9763-9931a796b631 | Fire Alarm Control Panel | IfcAlarm | IFC_Core | predefined_type | FACP | text |  | IFC | Conditional | ifc_objects[].predefined_type | BIM Contractor | Pending
f44e3010-24a7-4d6e-9763-9931a796b631 | Fire Alarm Control Panel | IfcAlarm | IFC_Core | floor_id | FL-L01 | text |  | IFC | Yes | ifc_objects[].floor_id | BIM Contractor | Pending
f44e3010-24a7-4d6e-9763-9931a796b631 | Fire Alarm Control Panel | IfcAlarm | IFC_Core | space_id | SP-L01-SECURITY | text |  | IFC | Conditional | ifc_objects[].space_id | BIM Contractor | Pending
f44e3010-24a7-4d6e-9763-9931a796b631 | Fire Alarm Control Panel | IfcAlarm | IFC_Core | zone_id | ZONE-PUBLIC-L01 | text |  | IFC | Conditional | ifc_objects[].zone_id | BIM Contractor | Pending
f44e3010-24a7-4d6e-9763-9931a796b631 | Fire Alarm Control Panel | IfcAlarm | IFC_Core | system | Fire Alarm | text |  | IFC | Conditional | ifc_objects[].system | BIM Contractor | Pending
f44e3010-24a7-4d6e-9763-9931a796b631 | Fire Alarm Control Panel | IfcAlarm | IFC_Core | discipline | MEP | text |  | IFC | Conditional | ifc_objects[].discipline | BIM Contractor | Pending
dd9f822e-4f64-4dcc-b585-06d9d4308033 | Smoke Detector B2-001 | IfcSensor | IFC_Core | ifc_entity | IfcSensor | text |  | IFC | Yes | ifc_objects[].ifc_entity | BIM Contractor | Pending
dd9f822e-4f64-4dcc-b585-06d9d4308033 | Smoke Detector B2-001 | IfcSensor | IFC_Core | ifc_name | Smoke Detector B2-001 | text |  | IFC | Yes | ifc_objects[].ifc_name | BIM Contractor | Pending
dd9f822e-4f64-4dcc-b585-06d9d4308033 | Smoke Detector B2-001 | IfcSensor | IFC_Core | ifc_object_type | SmokeDetector | text |  | IFC | Conditional | ifc_objects[].ifc_object_type | BIM Contractor | Pending
dd9f822e-4f64-4dcc-b585-06d9d4308033 | Smoke Detector B2-001 | IfcSensor | IFC_Core | predefined_type | SmokeDetector | text |  | IFC | Conditional | ifc_objects[].predefined_type | BIM Contractor | Pending
dd9f822e-4f64-4dcc-b585-06d9d4308033 | Smoke Detector B2-001 | IfcSensor | IFC_Core | floor_id | FL-B2 | text |  | IFC | Yes | ifc_objects[].floor_id | BIM Contractor | Pending
dd9f822e-4f64-4dcc-b585-06d9d4308033 | Smoke Detector B2-001 | IfcSensor | IFC_Core | space_id | SP-B2-PARKING-A | text |  | IFC | Conditional | ifc_objects[].space_id | BIM Contractor | Pending
dd9f822e-4f64-4dcc-b585-06d9d4308033 | Smoke Detector B2-001 | IfcSensor | IFC_Core | zone_id | ZONE-FIRE-B1 | text |  | IFC | Conditional | ifc_objects[].zone_id | BIM Contractor | Pending
dd9f822e-4f64-4dcc-b585-06d9d4308033 | Smoke Detector B2-001 | IfcSensor | IFC_Core | system | Fire Alarm | text |  | IFC | Conditional | ifc_objects[].system | BIM Contractor | Pending
dd9f822e-4f64-4dcc-b585-06d9d4308033 | Smoke Detector B2-001 | IfcSensor | IFC_Core | discipline | MEP | text |  | IFC | Conditional | ifc_objects[].discipline | BIM Contractor | Pending
6ff2f275-ecdd-4276-b839-4c7b453f734a | Sprinkler Zone Valve B2-001 | IfcValve | IFC_Core | ifc_entity | IfcValve | text |  | IFC | Yes | ifc_objects[].ifc_entity | BIM Contractor | Pending
6ff2f275-ecdd-4276-b839-4c7b453f734a | Sprinkler Zone Valve B2-001 | IfcValve | IFC_Core | ifc_name | Sprinkler Zone Valve B2-001 | text |  | IFC | Yes | ifc_objects[].ifc_name | BIM Contractor | Pending
6ff2f275-ecdd-4276-b839-4c7b453f734a | Sprinkler Zone Valve B2-001 | IfcValve | IFC_Core | ifc_object_type | SprinklerValve | text |  | IFC | Conditional | ifc_objects[].ifc_object_type | BIM Contractor | Pending
6ff2f275-ecdd-4276-b839-4c7b453f734a | Sprinkler Zone Valve B2-001 | IfcValve | IFC_Core | predefined_type | SprinklerValve | text |  | IFC | Conditional | ifc_objects[].predefined_type | BIM Contractor | Pending
6ff2f275-ecdd-4276-b839-4c7b453f734a | Sprinkler Zone Valve B2-001 | IfcValve | IFC_Core | floor_id | FL-B2 | text |  | IFC | Yes | ifc_objects[].floor_id | BIM Contractor | Pending
6ff2f275-ecdd-4276-b839-4c7b453f734a | Sprinkler Zone Valve B2-001 | IfcValve | IFC_Core | space_id | SP-B2-PARKING-A | text |  | IFC | Conditional | ifc_objects[].space_id | BIM Contractor | Pending
6ff2f275-ecdd-4276-b839-4c7b453f734a | Sprinkler Zone Valve B2-001 | IfcValve | IFC_Core | zone_id | ZONE-FIRE-B1 | text |  | IFC | Conditional | ifc_objects[].zone_id | BIM Contractor | Pending
6ff2f275-ecdd-4276-b839-4c7b453f734a | Sprinkler Zone Valve B2-001 | IfcValve | IFC_Core | system | Fire Fighting | text |  | IFC | Conditional | ifc_objects[].system | BIM Contractor | Pending
6ff2f275-ecdd-4276-b839-4c7b453f734a | Sprinkler Zone Valve B2-001 | IfcValve | IFC_Core | discipline | MEP | text |  | IFC | Conditional | ifc_objects[].discipline | BIM Contractor | Pending
2c04cd7b-491c-40f9-a50b-0cd87dbf9008 | Smoke Detector L01-001 | IfcSensor | IFC_Core | ifc_entity | IfcSensor | text |  | IFC | Yes | ifc_objects[].ifc_entity | BIM Contractor | Pending
2c04cd7b-491c-40f9-a50b-0cd87dbf9008 | Smoke Detector L01-001 | IfcSensor | IFC_Core | ifc_name | Smoke Detector L01-001 | text |  | IFC | Yes | ifc_objects[].ifc_name | BIM Contractor | Pending
2c04cd7b-491c-40f9-a50b-0cd87dbf9008 | Smoke Detector L01-001 | IfcSensor | IFC_Core | ifc_object_type | SmokeDetector | text |  | IFC | Conditional | ifc_objects[].ifc_object_type | BIM Contractor | Pending
2c04cd7b-491c-40f9-a50b-0cd87dbf9008 | Smoke Detector L01-001 | IfcSensor | IFC_Core | predefined_type | SmokeDetector | text |  | IFC | Conditional | ifc_objects[].predefined_type | BIM Contractor | Pending
2c04cd7b-491c-40f9-a50b-0cd87dbf9008 | Smoke Detector L01-001 | IfcSensor | IFC_Core | floor_id | FL-L01 | text |  | IFC | Yes | ifc_objects[].floor_id | BIM Contractor | Pending
2c04cd7b-491c-40f9-a50b-0cd87dbf9008 | Smoke Detector L01-001 | IfcSensor | IFC_Core | space_id | SP-L01-LOBBY | text |  | IFC | Conditional | ifc_objects[].space_id | BIM Contractor | Pending
2c04cd7b-491c-40f9-a50b-0cd87dbf9008 | Smoke Detector L01-001 | IfcSensor | IFC_Core | zone_id | ZONE-PUBLIC-L01 | text |  | IFC | Conditional | ifc_objects[].zone_id | BIM Contractor | Pending
2c04cd7b-491c-40f9-a50b-0cd87dbf9008 | Smoke Detector L01-001 | IfcSensor | IFC_Core | system | Fire Alarm | text |  | IFC | Conditional | ifc_objects[].system | BIM Contractor | Pending
2c04cd7b-491c-40f9-a50b-0cd87dbf9008 | Smoke Detector L01-001 | IfcSensor | IFC_Core | discipline | MEP | text |  | IFC | Conditional | ifc_objects[].discipline | BIM Contractor | Pending
234df69b-989e-4ae3-9b59-176722505a16 | Sprinkler Zone Valve L01-001 | IfcValve | IFC_Core | ifc_entity | IfcValve | text |  | IFC | Yes | ifc_objects[].ifc_entity | BIM Contractor | Pending
234df69b-989e-4ae3-9b59-176722505a16 | Sprinkler Zone Valve L01-001 | IfcValve | IFC_Core | ifc_name | Sprinkler Zone Valve L01-001 | text |  | IFC | Yes | ifc_objects[].ifc_name | BIM Contractor | Pending
234df69b-989e-4ae3-9b59-176722505a16 | Sprinkler Zone Valve L01-001 | IfcValve | IFC_Core | ifc_object_type | SprinklerValve | text |  | IFC | Conditional | ifc_objects[].ifc_object_type | BIM Contractor | Pending
234df69b-989e-4ae3-9b59-176722505a16 | Sprinkler Zone Valve L01-001 | IfcValve | IFC_Core | predefined_type | SprinklerValve | text |  | IFC | Conditional | ifc_objects[].predefined_type | BIM Contractor | Pending
234df69b-989e-4ae3-9b59-176722505a16 | Sprinkler Zone Valve L01-001 | IfcValve | IFC_Core | floor_id | FL-L01 | text |  | IFC | Yes | ifc_objects[].floor_id | BIM Contractor | Pending
234df69b-989e-4ae3-9b59-176722505a16 | Sprinkler Zone Valve L01-001 | IfcValve | IFC_Core | space_id | SP-L01-LOBBY | text |  | IFC | Conditional | ifc_objects[].space_id | BIM Contractor | Pending
234df69b-989e-4ae3-9b59-176722505a16 | Sprinkler Zone Valve L01-001 | IfcValve | IFC_Core | zone_id | ZONE-PUBLIC-L01 | text |  | IFC | Conditional | ifc_objects[].zone_id | BIM Contractor | Pending
234df69b-989e-4ae3-9b59-176722505a16 | Sprinkler Zone Valve L01-001 | IfcValve | IFC_Core | system | Fire Fighting | text |  | IFC | Conditional | ifc_objects[].system | BIM Contractor | Pending
234df69b-989e-4ae3-9b59-176722505a16 | Sprinkler Zone Valve L01-001 | IfcValve | IFC_Core | discipline | MEP | text |  | IFC | Conditional | ifc_objects[].discipline | BIM Contractor | Pending
2f12543c-cd24-466d-8527-d0c7bc2efd92 | Smoke Detector L02-001 | IfcSensor | IFC_Core | ifc_entity | IfcSensor | text |  | IFC | Yes | ifc_objects[].ifc_entity | BIM Contractor | Pending
2f12543c-cd24-466d-8527-d0c7bc2efd92 | Smoke Detector L02-001 | IfcSensor | IFC_Core | ifc_name | Smoke Detector L02-001 | text |  | IFC | Yes | ifc_objects[].ifc_name | BIM Contractor | Pending
2f12543c-cd24-466d-8527-d0c7bc2efd92 | Smoke Detector L02-001 | IfcSensor | IFC_Core | ifc_object_type | SmokeDetector | text |  | IFC | Conditional | ifc_objects[].ifc_object_type | BIM Contractor | Pending
2f12543c-cd24-466d-8527-d0c7bc2efd92 | Smoke Detector L02-001 | IfcSensor | IFC_Core | predefined_type | SmokeDetector | text |  | IFC | Conditional | ifc_objects[].predefined_type | BIM Contractor | Pending
2f12543c-cd24-466d-8527-d0c7bc2efd92 | Smoke Detector L02-001 | IfcSensor | IFC_Core | floor_id | FL-L02 | text |  | IFC | Yes | ifc_objects[].floor_id | BIM Contractor | Pending
2f12543c-cd24-466d-8527-d0c7bc2efd92 | Smoke Detector L02-001 | IfcSensor | IFC_Core | space_id | SP-L02-OFFICE-A | text |  | IFC | Conditional | ifc_objects[].space_id | BIM Contractor | Pending
2f12543c-cd24-466d-8527-d0c7bc2efd92 | Smoke Detector L02-001 | IfcSensor | IFC_Core | zone_id | ZONE-OFFICE-L02 | text |  | IFC | Conditional | ifc_objects[].zone_id | BIM Contractor | Pending
2f12543c-cd24-466d-8527-d0c7bc2efd92 | Smoke Detector L02-001 | IfcSensor | IFC_Core | system | Fire Alarm | text |  | IFC | Conditional | ifc_objects[].system | BIM Contractor | Pending
2f12543c-cd24-466d-8527-d0c7bc2efd92 | Smoke Detector L02-001 | IfcSensor | IFC_Core | discipline | MEP | text |  | IFC | Conditional | ifc_objects[].discipline | BIM Contractor | Pending
0dfdd687-af51-40be-9965-c66edde933a3 | Sprinkler Zone Valve L02-001 | IfcValve | IFC_Core | ifc_entity | IfcValve | text |  | IFC | Yes | ifc_objects[].ifc_entity | BIM Contractor | Pending
0dfdd687-af51-40be-9965-c66edde933a3 | Sprinkler Zone Valve L02-001 | IfcValve | IFC_Core | ifc_name | Sprinkler Zone Valve L02-001 | text |  | IFC | Yes | ifc_objects[].ifc_name | BIM Contractor | Pending
0dfdd687-af51-40be-9965-c66edde933a3 | Sprinkler Zone Valve L02-001 | IfcValve | IFC_Core | ifc_object_type | SprinklerValve | text |  | IFC | Conditional | ifc_objects[].ifc_object_type | BIM Contractor | Pending
0dfdd687-af51-40be-9965-c66edde933a3 | Sprinkler Zone Valve L02-001 | IfcValve | IFC_Core | predefined_type | SprinklerValve | text |  | IFC | Conditional | ifc_objects[].predefined_type | BIM Contractor | Pending
0dfdd687-af51-40be-9965-c66edde933a3 | Sprinkler Zone Valve L02-001 | IfcValve | IFC_Core | floor_id | FL-L02 | text |  | IFC | Yes | ifc_objects[].floor_id | BIM Contractor | Pending
0dfdd687-af51-40be-9965-c66edde933a3 | Sprinkler Zone Valve L02-001 | IfcValve | IFC_Core | space_id | SP-L02-OFFICE-A | text |  | IFC | Conditional | ifc_objects[].space_id | BIM Contractor | Pending
0dfdd687-af51-40be-9965-c66edde933a3 | Sprinkler Zone Valve L02-001 | IfcValve | IFC_Core | zone_id | ZONE-OFFICE-L02 | text |  | IFC | Conditional | ifc_objects[].zone_id | BIM Contractor | Pending
0dfdd687-af51-40be-9965-c66edde933a3 | Sprinkler Zone Valve L02-001 | IfcValve | IFC_Core | system | Fire Fighting | text |  | IFC | Conditional | ifc_objects[].system | BIM Contractor | Pending
0dfdd687-af51-40be-9965-c66edde933a3 | Sprinkler Zone Valve L02-001 | IfcValve | IFC_Core | discipline | MEP | text |  | IFC | Conditional | ifc_objects[].discipline | BIM Contractor | Pending
292386e8-bd06-41ea-a82f-d785afca003b | Smoke Detector L05-001 | IfcSensor | IFC_Core | ifc_entity | IfcSensor | text |  | IFC | Yes | ifc_objects[].ifc_entity | BIM Contractor | Pending
292386e8-bd06-41ea-a82f-d785afca003b | Smoke Detector L05-001 | IfcSensor | IFC_Core | ifc_name | Smoke Detector L05-001 | text |  | IFC | Yes | ifc_objects[].ifc_name | BIM Contractor | Pending
292386e8-bd06-41ea-a82f-d785afca003b | Smoke Detector L05-001 | IfcSensor | IFC_Core | ifc_object_type | SmokeDetector | text |  | IFC | Conditional | ifc_objects[].ifc_object_type | BIM Contractor | Pending
292386e8-bd06-41ea-a82f-d785afca003b | Smoke Detector L05-001 | IfcSensor | IFC_Core | predefined_type | SmokeDetector | text |  | IFC | Conditional | ifc_objects[].predefined_type | BIM Contractor | Pending
292386e8-bd06-41ea-a82f-d785afca003b | Smoke Detector L05-001 | IfcSensor | IFC_Core | floor_id | FL-L05 | text |  | IFC | Yes | ifc_objects[].floor_id | BIM Contractor | Pending
292386e8-bd06-41ea-a82f-d785afca003b | Smoke Detector L05-001 | IfcSensor | IFC_Core | space_id | SP-L05-OFFICE-A | text |  | IFC | Conditional | ifc_objects[].space_id | BIM Contractor | Pending
292386e8-bd06-41ea-a82f-d785afca003b | Smoke Detector L05-001 | IfcSensor | IFC_Core | zone_id | ZONE-OFFICE-L05 | text |  | IFC | Conditional | ifc_objects[].zone_id | BIM Contractor | Pending
292386e8-bd06-41ea-a82f-d785afca003b | Smoke Detector L05-001 | IfcSensor | IFC_Core | system | Fire Alarm | text |  | IFC | Conditional | ifc_objects[].system | BIM Contractor | Pending
292386e8-bd06-41ea-a82f-d785afca003b | Smoke Detector L05-001 | IfcSensor | IFC_Core | discipline | MEP | text |  | IFC | Conditional | ifc_objects[].discipline | BIM Contractor | Pending
861a2a44-7af8-4ddb-887d-2611069ca668 | Sprinkler Zone Valve L05-001 | IfcValve | IFC_Core | ifc_entity | IfcValve | text |  | IFC | Yes | ifc_objects[].ifc_entity | BIM Contractor | Pending
861a2a44-7af8-4ddb-887d-2611069ca668 | Sprinkler Zone Valve L05-001 | IfcValve | IFC_Core | ifc_name | Sprinkler Zone Valve L05-001 | text |  | IFC | Yes | ifc_objects[].ifc_name | BIM Contractor | Pending
861a2a44-7af8-4ddb-887d-2611069ca668 | Sprinkler Zone Valve L05-001 | IfcValve | IFC_Core | ifc_object_type | SprinklerValve | text |  | IFC | Conditional | ifc_objects[].ifc_object_type | BIM Contractor | Pending
861a2a44-7af8-4ddb-887d-2611069ca668 | Sprinkler Zone Valve L05-001 | IfcValve | IFC_Core | predefined_type | SprinklerValve | text |  | IFC | Conditional | ifc_objects[].predefined_type | BIM Contractor | Pending
861a2a44-7af8-4ddb-887d-2611069ca668 | Sprinkler Zone Valve L05-001 | IfcValve | IFC_Core | floor_id | FL-L05 | text |  | IFC | Yes | ifc_objects[].floor_id | BIM Contractor | Pending
861a2a44-7af8-4ddb-887d-2611069ca668 | Sprinkler Zone Valve L05-001 | IfcValve | IFC_Core | space_id | SP-L05-OFFICE-A | text |  | IFC | Conditional | ifc_objects[].space_id | BIM Contractor | Pending
861a2a44-7af8-4ddb-887d-2611069ca668 | Sprinkler Zone Valve L05-001 | IfcValve | IFC_Core | zone_id | ZONE-OFFICE-L05 | text |  | IFC | Conditional | ifc_objects[].zone_id | BIM Contractor | Pending
861a2a44-7af8-4ddb-887d-2611069ca668 | Sprinkler Zone Valve L05-001 | IfcValve | IFC_Core | system | Fire Fighting | text |  | IFC | Conditional | ifc_objects[].system | BIM Contractor | Pending
861a2a44-7af8-4ddb-887d-2611069ca668 | Sprinkler Zone Valve L05-001 | IfcValve | IFC_Core | discipline | MEP | text |  | IFC | Conditional | ifc_objects[].discipline | BIM Contractor | Pending
aee0248a-350d-4fdf-b757-bfc68e4861f1 | Smoke Detector L10-001 | IfcSensor | IFC_Core | ifc_entity | IfcSensor | text |  | IFC | Yes | ifc_objects[].ifc_entity | BIM Contractor | Pending
aee0248a-350d-4fdf-b757-bfc68e4861f1 | Smoke Detector L10-001 | IfcSensor | IFC_Core | ifc_name | Smoke Detector L10-001 | text |  | IFC | Yes | ifc_objects[].ifc_name | BIM Contractor | Pending
aee0248a-350d-4fdf-b757-bfc68e4861f1 | Smoke Detector L10-001 | IfcSensor | IFC_Core | ifc_object_type | SmokeDetector | text |  | IFC | Conditional | ifc_objects[].ifc_object_type | BIM Contractor | Pending
aee0248a-350d-4fdf-b757-bfc68e4861f1 | Smoke Detector L10-001 | IfcSensor | IFC_Core | predefined_type | SmokeDetector | text |  | IFC | Conditional | ifc_objects[].predefined_type | BIM Contractor | Pending
aee0248a-350d-4fdf-b757-bfc68e4861f1 | Smoke Detector L10-001 | IfcSensor | IFC_Core | floor_id | FL-L10 | text |  | IFC | Yes | ifc_objects[].floor_id | BIM Contractor | Pending
aee0248a-350d-4fdf-b757-bfc68e4861f1 | Smoke Detector L10-001 | IfcSensor | IFC_Core | space_id | SP-L10-OFFICE-A | text |  | IFC | Conditional | ifc_objects[].space_id | BIM Contractor | Pending
aee0248a-350d-4fdf-b757-bfc68e4861f1 | Smoke Detector L10-001 | IfcSensor | IFC_Core | zone_id | ZONE-OFFICE-L10 | text |  | IFC | Conditional | ifc_objects[].zone_id | BIM Contractor | Pending
aee0248a-350d-4fdf-b757-bfc68e4861f1 | Smoke Detector L10-001 | IfcSensor | IFC_Core | system | Fire Alarm | text |  | IFC | Conditional | ifc_objects[].system | BIM Contractor | Pending
aee0248a-350d-4fdf-b757-bfc68e4861f1 | Smoke Detector L10-001 | IfcSensor | IFC_Core | discipline | MEP | text |  | IFC | Conditional | ifc_objects[].discipline | BIM Contractor | Pending
02d03615-f1b0-4206-8322-13ac6bc7ae44 | Sprinkler Zone Valve L10-001 | IfcValve | IFC_Core | ifc_entity | IfcValve | text |  | IFC | Yes | ifc_objects[].ifc_entity | BIM Contractor | Pending
02d03615-f1b0-4206-8322-13ac6bc7ae44 | Sprinkler Zone Valve L10-001 | IfcValve | IFC_Core | ifc_name | Sprinkler Zone Valve L10-001 | text |  | IFC | Yes | ifc_objects[].ifc_name | BIM Contractor | Pending
02d03615-f1b0-4206-8322-13ac6bc7ae44 | Sprinkler Zone Valve L10-001 | IfcValve | IFC_Core | ifc_object_type | SprinklerValve | text |  | IFC | Conditional | ifc_objects[].ifc_object_type | BIM Contractor | Pending
02d03615-f1b0-4206-8322-13ac6bc7ae44 | Sprinkler Zone Valve L10-001 | IfcValve | IFC_Core | predefined_type | SprinklerValve | text |  | IFC | Conditional | ifc_objects[].predefined_type | BIM Contractor | Pending
02d03615-f1b0-4206-8322-13ac6bc7ae44 | Sprinkler Zone Valve L10-001 | IfcValve | IFC_Core | floor_id | FL-L10 | text |  | IFC | Yes | ifc_objects[].floor_id | BIM Contractor | Pending
02d03615-f1b0-4206-8322-13ac6bc7ae44 | Sprinkler Zone Valve L10-001 | IfcValve | IFC_Core | space_id | SP-L10-OFFICE-A | text |  | IFC | Conditional | ifc_objects[].space_id | BIM Contractor | Pending
02d03615-f1b0-4206-8322-13ac6bc7ae44 | Sprinkler Zone Valve L10-001 | IfcValve | IFC_Core | zone_id | ZONE-OFFICE-L10 | text |  | IFC | Conditional | ifc_objects[].zone_id | BIM Contractor | Pending
02d03615-f1b0-4206-8322-13ac6bc7ae44 | Sprinkler Zone Valve L10-001 | IfcValve | IFC_Core | system | Fire Fighting | text |  | IFC | Conditional | ifc_objects[].system | BIM Contractor | Pending
02d03615-f1b0-4206-8322-13ac6bc7ae44 | Sprinkler Zone Valve L10-001 | IfcValve | IFC_Core | discipline | MEP | text |  | IFC | Conditional | ifc_objects[].discipline | BIM Contractor | Pending
706ac21f-c409-43ec-adae-1aafb0260858 | Smoke Detector L20-001 | IfcSensor | IFC_Core | ifc_entity | IfcSensor | text |  | IFC | Yes | ifc_objects[].ifc_entity | BIM Contractor | Pending
706ac21f-c409-43ec-adae-1aafb0260858 | Smoke Detector L20-001 | IfcSensor | IFC_Core | ifc_name | Smoke Detector L20-001 | text |  | IFC | Yes | ifc_objects[].ifc_name | BIM Contractor | Pending
706ac21f-c409-43ec-adae-1aafb0260858 | Smoke Detector L20-001 | IfcSensor | IFC_Core | ifc_object_type | SmokeDetector | text |  | IFC | Conditional | ifc_objects[].ifc_object_type | BIM Contractor | Pending
706ac21f-c409-43ec-adae-1aafb0260858 | Smoke Detector L20-001 | IfcSensor | IFC_Core | predefined_type | SmokeDetector | text |  | IFC | Conditional | ifc_objects[].predefined_type | BIM Contractor | Pending
706ac21f-c409-43ec-adae-1aafb0260858 | Smoke Detector L20-001 | IfcSensor | IFC_Core | floor_id | FL-L20 | text |  | IFC | Yes | ifc_objects[].floor_id | BIM Contractor | Pending
706ac21f-c409-43ec-adae-1aafb0260858 | Smoke Detector L20-001 | IfcSensor | IFC_Core | space_id | SP-L20-OFFICE-A | text |  | IFC | Conditional | ifc_objects[].space_id | BIM Contractor | Pending
706ac21f-c409-43ec-adae-1aafb0260858 | Smoke Detector L20-001 | IfcSensor | IFC_Core | zone_id | ZONE-OFFICE-L20 | text |  | IFC | Conditional | ifc_objects[].zone_id | BIM Contractor | Pending
706ac21f-c409-43ec-adae-1aafb0260858 | Smoke Detector L20-001 | IfcSensor | IFC_Core | system | Fire Alarm | text |  | IFC | Conditional | ifc_objects[].system | BIM Contractor | Pending
706ac21f-c409-43ec-adae-1aafb0260858 | Smoke Detector L20-001 | IfcSensor | IFC_Core | discipline | MEP | text |  | IFC | Conditional | ifc_objects[].discipline | BIM Contractor | Pending
554ddc96-685e-4c19-b62a-1d3cf042a954 | Sprinkler Zone Valve L20-001 | IfcValve | IFC_Core | ifc_entity | IfcValve | text |  | IFC | Yes | ifc_objects[].ifc_entity | BIM Contractor | Pending
554ddc96-685e-4c19-b62a-1d3cf042a954 | Sprinkler Zone Valve L20-001 | IfcValve | IFC_Core | ifc_name | Sprinkler Zone Valve L20-001 | text |  | IFC | Yes | ifc_objects[].ifc_name | BIM Contractor | Pending
554ddc96-685e-4c19-b62a-1d3cf042a954 | Sprinkler Zone Valve L20-001 | IfcValve | IFC_Core | ifc_object_type | SprinklerValve | text |  | IFC | Conditional | ifc_objects[].ifc_object_type | BIM Contractor | Pending
554ddc96-685e-4c19-b62a-1d3cf042a954 | Sprinkler Zone Valve L20-001 | IfcValve | IFC_Core | predefined_type | SprinklerValve | text |  | IFC | Conditional | ifc_objects[].predefined_type | BIM Contractor | Pending
554ddc96-685e-4c19-b62a-1d3cf042a954 | Sprinkler Zone Valve L20-001 | IfcValve | IFC_Core | floor_id | FL-L20 | text |  | IFC | Yes | ifc_objects[].floor_id | BIM Contractor | Pending
554ddc96-685e-4c19-b62a-1d3cf042a954 | Sprinkler Zone Valve L20-001 | IfcValve | IFC_Core | space_id | SP-L20-OFFICE-A | text |  | IFC | Conditional | ifc_objects[].space_id | BIM Contractor | Pending
554ddc96-685e-4c19-b62a-1d3cf042a954 | Sprinkler Zone Valve L20-001 | IfcValve | IFC_Core | zone_id | ZONE-OFFICE-L20 | text |  | IFC | Conditional | ifc_objects[].zone_id | BIM Contractor | Pending
554ddc96-685e-4c19-b62a-1d3cf042a954 | Sprinkler Zone Valve L20-001 | IfcValve | IFC_Core | system | Fire Fighting | text |  | IFC | Conditional | ifc_objects[].system | BIM Contractor | Pending
554ddc96-685e-4c19-b62a-1d3cf042a954 | Sprinkler Zone Valve L20-001 | IfcValve | IFC_Core | discipline | MEP | text |  | IFC | Conditional | ifc_objects[].discipline | BIM Contractor | Pending
968428ad-028c-4999-9f22-0280fe6ec3bf | Domestic Water Pump 01 | IfcFlowMovingDevice | IFC_Core | ifc_entity | IfcFlowMovingDevice | text |  | IFC | Yes | ifc_objects[].ifc_entity | BIM Contractor | Pending
968428ad-028c-4999-9f22-0280fe6ec3bf | Domestic Water Pump 01 | IfcFlowMovingDevice | IFC_Core | ifc_name | Domestic Water Pump 01 | text |  | IFC | Yes | ifc_objects[].ifc_name | BIM Contractor | Pending
968428ad-028c-4999-9f22-0280fe6ec3bf | Domestic Water Pump 01 | IfcFlowMovingDevice | IFC_Core | ifc_object_type | DomesticWaterPump | text |  | IFC | Conditional | ifc_objects[].ifc_object_type | BIM Contractor | Pending
968428ad-028c-4999-9f22-0280fe6ec3bf | Domestic Water Pump 01 | IfcFlowMovingDevice | IFC_Core | predefined_type | DomesticWaterPump | text |  | IFC | Conditional | ifc_objects[].predefined_type | BIM Contractor | Pending
968428ad-028c-4999-9f22-0280fe6ec3bf | Domestic Water Pump 01 | IfcFlowMovingDevice | IFC_Core | floor_id | FL-B2 | text |  | IFC | Yes | ifc_objects[].floor_id | BIM Contractor | Pending
968428ad-028c-4999-9f22-0280fe6ec3bf | Domestic Water Pump 01 | IfcFlowMovingDevice | IFC_Core | space_id | SP-B2-WATER-TANK | text |  | IFC | Conditional | ifc_objects[].space_id | BIM Contractor | Pending
968428ad-028c-4999-9f22-0280fe6ec3bf | Domestic Water Pump 01 | IfcFlowMovingDevice | IFC_Core | zone_id | ZONE-FIRE-B1 | text |  | IFC | Conditional | ifc_objects[].zone_id | BIM Contractor | Pending
968428ad-028c-4999-9f22-0280fe6ec3bf | Domestic Water Pump 01 | IfcFlowMovingDevice | IFC_Core | system | Plumbing | text |  | IFC | Conditional | ifc_objects[].system | BIM Contractor | Pending
968428ad-028c-4999-9f22-0280fe6ec3bf | Domestic Water Pump 01 | IfcFlowMovingDevice | IFC_Core | discipline | MEP | text |  | IFC | Conditional | ifc_objects[].discipline | BIM Contractor | Pending
b43e559e-ee99-49c2-8a8a-d6786b3bf5c9 | Sump Pump B2-001 | IfcFlowMovingDevice | IFC_Core | ifc_entity | IfcFlowMovingDevice | text |  | IFC | Yes | ifc_objects[].ifc_entity | BIM Contractor | Pending
b43e559e-ee99-49c2-8a8a-d6786b3bf5c9 | Sump Pump B2-001 | IfcFlowMovingDevice | IFC_Core | ifc_name | Sump Pump B2-001 | text |  | IFC | Yes | ifc_objects[].ifc_name | BIM Contractor | Pending
b43e559e-ee99-49c2-8a8a-d6786b3bf5c9 | Sump Pump B2-001 | IfcFlowMovingDevice | IFC_Core | ifc_object_type | SumpPump | text |  | IFC | Conditional | ifc_objects[].ifc_object_type | BIM Contractor | Pending
b43e559e-ee99-49c2-8a8a-d6786b3bf5c9 | Sump Pump B2-001 | IfcFlowMovingDevice | IFC_Core | predefined_type | SumpPump | text |  | IFC | Conditional | ifc_objects[].predefined_type | BIM Contractor | Pending
b43e559e-ee99-49c2-8a8a-d6786b3bf5c9 | Sump Pump B2-001 | IfcFlowMovingDevice | IFC_Core | floor_id | FL-B2 | text |  | IFC | Yes | ifc_objects[].floor_id | BIM Contractor | Pending
b43e559e-ee99-49c2-8a8a-d6786b3bf5c9 | Sump Pump B2-001 | IfcFlowMovingDevice | IFC_Core | space_id | SP-B2-WATER-TANK | text |  | IFC | Conditional | ifc_objects[].space_id | BIM Contractor | Pending
b43e559e-ee99-49c2-8a8a-d6786b3bf5c9 | Sump Pump B2-001 | IfcFlowMovingDevice | IFC_Core | zone_id | ZONE-FIRE-B1 | text |  | IFC | Conditional | ifc_objects[].zone_id | BIM Contractor | Pending
b43e559e-ee99-49c2-8a8a-d6786b3bf5c9 | Sump Pump B2-001 | IfcFlowMovingDevice | IFC_Core | system | Drainage | text |  | IFC | Conditional | ifc_objects[].system | BIM Contractor | Pending
b43e559e-ee99-49c2-8a8a-d6786b3bf5c9 | Sump Pump B2-001 | IfcFlowMovingDevice | IFC_Core | discipline | MEP | text |  | IFC | Conditional | ifc_objects[].discipline | BIM Contractor | Pending
8e23e835-f0e8-4633-ad67-b5fb7b659ee8 | Main Water Meter 01 | IfcFlowMeter | IFC_Core | ifc_entity | IfcFlowMeter | text |  | IFC | Yes | ifc_objects[].ifc_entity | BIM Contractor | Pending
8e23e835-f0e8-4633-ad67-b5fb7b659ee8 | Main Water Meter 01 | IfcFlowMeter | IFC_Core | ifc_name | Main Water Meter 01 | text |  | IFC | Yes | ifc_objects[].ifc_name | BIM Contractor | Pending
8e23e835-f0e8-4633-ad67-b5fb7b659ee8 | Main Water Meter 01 | IfcFlowMeter | IFC_Core | ifc_object_type | WaterMeter | text |  | IFC | Conditional | ifc_objects[].ifc_object_type | BIM Contractor | Pending
8e23e835-f0e8-4633-ad67-b5fb7b659ee8 | Main Water Meter 01 | IfcFlowMeter | IFC_Core | predefined_type | WaterMeter | text |  | IFC | Conditional | ifc_objects[].predefined_type | BIM Contractor | Pending
8e23e835-f0e8-4633-ad67-b5fb7b659ee8 | Main Water Meter 01 | IfcFlowMeter | IFC_Core | floor_id | FL-B2 | text |  | IFC | Yes | ifc_objects[].floor_id | BIM Contractor | Pending
8e23e835-f0e8-4633-ad67-b5fb7b659ee8 | Main Water Meter 01 | IfcFlowMeter | IFC_Core | space_id | SP-B2-WATER-TANK | text |  | IFC | Conditional | ifc_objects[].space_id | BIM Contractor | Pending
8e23e835-f0e8-4633-ad67-b5fb7b659ee8 | Main Water Meter 01 | IfcFlowMeter | IFC_Core | zone_id | ZONE-FIRE-B1 | text |  | IFC | Conditional | ifc_objects[].zone_id | BIM Contractor | Pending
8e23e835-f0e8-4633-ad67-b5fb7b659ee8 | Main Water Meter 01 | IfcFlowMeter | IFC_Core | system | Plumbing | text |  | IFC | Conditional | ifc_objects[].system | BIM Contractor | Pending
8e23e835-f0e8-4633-ad67-b5fb7b659ee8 | Main Water Meter 01 | IfcFlowMeter | IFC_Core | discipline | MEP | text |  | IFC | Conditional | ifc_objects[].discipline | BIM Contractor | Pending
3bf1c62f-0b41-4975-b17e-d88f02b6efbb | Domestic Water Tank B2 | IfcTank | IFC_Core | ifc_entity | IfcTank | text |  | IFC | Yes | ifc_objects[].ifc_entity | BIM Contractor | Pending
3bf1c62f-0b41-4975-b17e-d88f02b6efbb | Domestic Water Tank B2 | IfcTank | IFC_Core | ifc_name | Domestic Water Tank B2 | text |  | IFC | Yes | ifc_objects[].ifc_name | BIM Contractor | Pending
3bf1c62f-0b41-4975-b17e-d88f02b6efbb | Domestic Water Tank B2 | IfcTank | IFC_Core | ifc_object_type | WaterTank | text |  | IFC | Conditional | ifc_objects[].ifc_object_type | BIM Contractor | Pending
3bf1c62f-0b41-4975-b17e-d88f02b6efbb | Domestic Water Tank B2 | IfcTank | IFC_Core | predefined_type | WaterTank | text |  | IFC | Conditional | ifc_objects[].predefined_type | BIM Contractor | Pending
3bf1c62f-0b41-4975-b17e-d88f02b6efbb | Domestic Water Tank B2 | IfcTank | IFC_Core | floor_id | FL-B2 | text |  | IFC | Yes | ifc_objects[].floor_id | BIM Contractor | Pending
3bf1c62f-0b41-4975-b17e-d88f02b6efbb | Domestic Water Tank B2 | IfcTank | IFC_Core | space_id | SP-B2-WATER-TANK | text |  | IFC | Conditional | ifc_objects[].space_id | BIM Contractor | Pending
3bf1c62f-0b41-4975-b17e-d88f02b6efbb | Domestic Water Tank B2 | IfcTank | IFC_Core | zone_id | ZONE-FIRE-B1 | text |  | IFC | Conditional | ifc_objects[].zone_id | BIM Contractor | Pending
3bf1c62f-0b41-4975-b17e-d88f02b6efbb | Domestic Water Tank B2 | IfcTank | IFC_Core | system | Plumbing | text |  | IFC | Conditional | ifc_objects[].system | BIM Contractor | Pending
3bf1c62f-0b41-4975-b17e-d88f02b6efbb | Domestic Water Tank B2 | IfcTank | IFC_Core | discipline | MEP | text |  | IFC | Conditional | ifc_objects[].discipline | BIM Contractor | Pending
6bd54e63-e5cc-48ff-afd5-3d1ed0a44f52 | Passenger Lift 01 | IfcTransportElement | IFC_Core | ifc_entity | IfcTransportElement | text |  | IFC | Yes | ifc_objects[].ifc_entity | BIM Contractor | Pending
6bd54e63-e5cc-48ff-afd5-3d1ed0a44f52 | Passenger Lift 01 | IfcTransportElement | IFC_Core | ifc_name | Passenger Lift 01 | text |  | IFC | Yes | ifc_objects[].ifc_name | BIM Contractor | Pending
6bd54e63-e5cc-48ff-afd5-3d1ed0a44f52 | Passenger Lift 01 | IfcTransportElement | IFC_Core | ifc_object_type | PassengerLift | text |  | IFC | Conditional | ifc_objects[].ifc_object_type | BIM Contractor | Pending
6bd54e63-e5cc-48ff-afd5-3d1ed0a44f52 | Passenger Lift 01 | IfcTransportElement | IFC_Core | predefined_type | PassengerLift | text |  | IFC | Conditional | ifc_objects[].predefined_type | BIM Contractor | Pending
6bd54e63-e5cc-48ff-afd5-3d1ed0a44f52 | Passenger Lift 01 | IfcTransportElement | IFC_Core | floor_id | FL-ROOF | text |  | IFC | Yes | ifc_objects[].floor_id | BIM Contractor | Pending
6bd54e63-e5cc-48ff-afd5-3d1ed0a44f52 | Passenger Lift 01 | IfcTransportElement | IFC_Core | space_id | SP-ROOF-ELEV-MACHINE | text |  | IFC | Conditional | ifc_objects[].space_id | BIM Contractor | Pending
6bd54e63-e5cc-48ff-afd5-3d1ed0a44f52 | Passenger Lift 01 | IfcTransportElement | IFC_Core | zone_id | ZONE-ROOF-TECH | text |  | IFC | Conditional | ifc_objects[].zone_id | BIM Contractor | Pending
6bd54e63-e5cc-48ff-afd5-3d1ed0a44f52 | Passenger Lift 01 | IfcTransportElement | IFC_Core | system | Vertical Transportation | text |  | IFC | Conditional | ifc_objects[].system | BIM Contractor | Pending
6bd54e63-e5cc-48ff-afd5-3d1ed0a44f52 | Passenger Lift 01 | IfcTransportElement | IFC_Core | discipline | MEP | text |  | IFC | Conditional | ifc_objects[].discipline | BIM Contractor | Pending
50345f0e-9930-40df-bbef-1731063f72e1 | Passenger Lift 02 | IfcTransportElement | IFC_Core | ifc_entity | IfcTransportElement | text |  | IFC | Yes | ifc_objects[].ifc_entity | BIM Contractor | Pending
50345f0e-9930-40df-bbef-1731063f72e1 | Passenger Lift 02 | IfcTransportElement | IFC_Core | ifc_name | Passenger Lift 02 | text |  | IFC | Yes | ifc_objects[].ifc_name | BIM Contractor | Pending
50345f0e-9930-40df-bbef-1731063f72e1 | Passenger Lift 02 | IfcTransportElement | IFC_Core | ifc_object_type | PassengerLift | text |  | IFC | Conditional | ifc_objects[].ifc_object_type | BIM Contractor | Pending
50345f0e-9930-40df-bbef-1731063f72e1 | Passenger Lift 02 | IfcTransportElement | IFC_Core | predefined_type | PassengerLift | text |  | IFC | Conditional | ifc_objects[].predefined_type | BIM Contractor | Pending
50345f0e-9930-40df-bbef-1731063f72e1 | Passenger Lift 02 | IfcTransportElement | IFC_Core | floor_id | FL-ROOF | text |  | IFC | Yes | ifc_objects[].floor_id | BIM Contractor | Pending
50345f0e-9930-40df-bbef-1731063f72e1 | Passenger Lift 02 | IfcTransportElement | IFC_Core | space_id | SP-ROOF-ELEV-MACHINE | text |  | IFC | Conditional | ifc_objects[].space_id | BIM Contractor | Pending
50345f0e-9930-40df-bbef-1731063f72e1 | Passenger Lift 02 | IfcTransportElement | IFC_Core | zone_id | ZONE-ROOF-TECH | text |  | IFC | Conditional | ifc_objects[].zone_id | BIM Contractor | Pending
50345f0e-9930-40df-bbef-1731063f72e1 | Passenger Lift 02 | IfcTransportElement | IFC_Core | system | Vertical Transportation | text |  | IFC | Conditional | ifc_objects[].system | BIM Contractor | Pending
50345f0e-9930-40df-bbef-1731063f72e1 | Passenger Lift 02 | IfcTransportElement | IFC_Core | discipline | MEP | text |  | IFC | Conditional | ifc_objects[].discipline | BIM Contractor | Pending
45d3a2aa-74c5-442e-a856-c77740a04c0f | Passenger Lift 03 | IfcTransportElement | IFC_Core | ifc_entity | IfcTransportElement | text |  | IFC | Yes | ifc_objects[].ifc_entity | BIM Contractor | Pending
45d3a2aa-74c5-442e-a856-c77740a04c0f | Passenger Lift 03 | IfcTransportElement | IFC_Core | ifc_name | Passenger Lift 03 | text |  | IFC | Yes | ifc_objects[].ifc_name | BIM Contractor | Pending
45d3a2aa-74c5-442e-a856-c77740a04c0f | Passenger Lift 03 | IfcTransportElement | IFC_Core | ifc_object_type | PassengerLift | text |  | IFC | Conditional | ifc_objects[].ifc_object_type | BIM Contractor | Pending
45d3a2aa-74c5-442e-a856-c77740a04c0f | Passenger Lift 03 | IfcTransportElement | IFC_Core | predefined_type | PassengerLift | text |  | IFC | Conditional | ifc_objects[].predefined_type | BIM Contractor | Pending
45d3a2aa-74c5-442e-a856-c77740a04c0f | Passenger Lift 03 | IfcTransportElement | IFC_Core | floor_id | FL-ROOF | text |  | IFC | Yes | ifc_objects[].floor_id | BIM Contractor | Pending
45d3a2aa-74c5-442e-a856-c77740a04c0f | Passenger Lift 03 | IfcTransportElement | IFC_Core | space_id | SP-ROOF-ELEV-MACHINE | text |  | IFC | Conditional | ifc_objects[].space_id | BIM Contractor | Pending
45d3a2aa-74c5-442e-a856-c77740a04c0f | Passenger Lift 03 | IfcTransportElement | IFC_Core | zone_id | ZONE-ROOF-TECH | text |  | IFC | Conditional | ifc_objects[].zone_id | BIM Contractor | Pending
45d3a2aa-74c5-442e-a856-c77740a04c0f | Passenger Lift 03 | IfcTransportElement | IFC_Core | system | Vertical Transportation | text |  | IFC | Conditional | ifc_objects[].system | BIM Contractor | Pending
45d3a2aa-74c5-442e-a856-c77740a04c0f | Passenger Lift 03 | IfcTransportElement | IFC_Core | discipline | MEP | text |  | IFC | Conditional | ifc_objects[].discipline | BIM Contractor | Pending
3f37678f-3694-424c-9574-5207baf210c9 | Passenger Lift 04 | IfcTransportElement | IFC_Core | ifc_entity | IfcTransportElement | text |  | IFC | Yes | ifc_objects[].ifc_entity | BIM Contractor | Pending
3f37678f-3694-424c-9574-5207baf210c9 | Passenger Lift 04 | IfcTransportElement | IFC_Core | ifc_name | Passenger Lift 04 | text |  | IFC | Yes | ifc_objects[].ifc_name | BIM Contractor | Pending
3f37678f-3694-424c-9574-5207baf210c9 | Passenger Lift 04 | IfcTransportElement | IFC_Core | ifc_object_type | PassengerLift | text |  | IFC | Conditional | ifc_objects[].ifc_object_type | BIM Contractor | Pending
3f37678f-3694-424c-9574-5207baf210c9 | Passenger Lift 04 | IfcTransportElement | IFC_Core | predefined_type | PassengerLift | text |  | IFC | Conditional | ifc_objects[].predefined_type | BIM Contractor | Pending
3f37678f-3694-424c-9574-5207baf210c9 | Passenger Lift 04 | IfcTransportElement | IFC_Core | floor_id | FL-ROOF | text |  | IFC | Yes | ifc_objects[].floor_id | BIM Contractor | Pending
3f37678f-3694-424c-9574-5207baf210c9 | Passenger Lift 04 | IfcTransportElement | IFC_Core | space_id | SP-ROOF-ELEV-MACHINE | text |  | IFC | Conditional | ifc_objects[].space_id | BIM Contractor | Pending
3f37678f-3694-424c-9574-5207baf210c9 | Passenger Lift 04 | IfcTransportElement | IFC_Core | zone_id | ZONE-ROOF-TECH | text |  | IFC | Conditional | ifc_objects[].zone_id | BIM Contractor | Pending
3f37678f-3694-424c-9574-5207baf210c9 | Passenger Lift 04 | IfcTransportElement | IFC_Core | system | Vertical Transportation | text |  | IFC | Conditional | ifc_objects[].system | BIM Contractor | Pending
3f37678f-3694-424c-9574-5207baf210c9 | Passenger Lift 04 | IfcTransportElement | IFC_Core | discipline | MEP | text |  | IFC | Conditional | ifc_objects[].discipline | BIM Contractor | Pending
c75c405c-b504-469f-bd8c-02beb5e4cc13 | Escalator L01-001 | IfcTransportElement | IFC_Core | ifc_entity | IfcTransportElement | text |  | IFC | Yes | ifc_objects[].ifc_entity | BIM Contractor | Pending
c75c405c-b504-469f-bd8c-02beb5e4cc13 | Escalator L01-001 | IfcTransportElement | IFC_Core | ifc_name | Escalator L01-001 | text |  | IFC | Yes | ifc_objects[].ifc_name | BIM Contractor | Pending
c75c405c-b504-469f-bd8c-02beb5e4cc13 | Escalator L01-001 | IfcTransportElement | IFC_Core | ifc_object_type | Escalator | text |  | IFC | Conditional | ifc_objects[].ifc_object_type | BIM Contractor | Pending
c75c405c-b504-469f-bd8c-02beb5e4cc13 | Escalator L01-001 | IfcTransportElement | IFC_Core | predefined_type | Escalator | text |  | IFC | Conditional | ifc_objects[].predefined_type | BIM Contractor | Pending
c75c405c-b504-469f-bd8c-02beb5e4cc13 | Escalator L01-001 | IfcTransportElement | IFC_Core | floor_id | FL-L01 | text |  | IFC | Yes | ifc_objects[].floor_id | BIM Contractor | Pending
c75c405c-b504-469f-bd8c-02beb5e4cc13 | Escalator L01-001 | IfcTransportElement | IFC_Core | space_id | SP-L01-LOBBY | text |  | IFC | Conditional | ifc_objects[].space_id | BIM Contractor | Pending
c75c405c-b504-469f-bd8c-02beb5e4cc13 | Escalator L01-001 | IfcTransportElement | IFC_Core | zone_id | ZONE-PUBLIC-L01 | text |  | IFC | Conditional | ifc_objects[].zone_id | BIM Contractor | Pending
c75c405c-b504-469f-bd8c-02beb5e4cc13 | Escalator L01-001 | IfcTransportElement | IFC_Core | system | Vertical Transportation | text |  | IFC | Conditional | ifc_objects[].system | BIM Contractor | Pending
c75c405c-b504-469f-bd8c-02beb5e4cc13 | Escalator L01-001 | IfcTransportElement | IFC_Core | discipline | MEP | text |  | IFC | Conditional | ifc_objects[].discipline | BIM Contractor | Pending
5d7f0dba-d602-4b47-ae60-a9c60e7928e7 | CCTV Camera B2-001 | IfcSensor | IFC_Core | ifc_entity | IfcSensor | text |  | IFC | Yes | ifc_objects[].ifc_entity | BIM Contractor | Pending
5d7f0dba-d602-4b47-ae60-a9c60e7928e7 | CCTV Camera B2-001 | IfcSensor | IFC_Core | ifc_name | CCTV Camera B2-001 | text |  | IFC | Yes | ifc_objects[].ifc_name | BIM Contractor | Pending
5d7f0dba-d602-4b47-ae60-a9c60e7928e7 | CCTV Camera B2-001 | IfcSensor | IFC_Core | ifc_object_type | IPCamera | text |  | IFC | Conditional | ifc_objects[].ifc_object_type | BIM Contractor | Pending
5d7f0dba-d602-4b47-ae60-a9c60e7928e7 | CCTV Camera B2-001 | IfcSensor | IFC_Core | predefined_type | IPCamera | text |  | IFC | Conditional | ifc_objects[].predefined_type | BIM Contractor | Pending
5d7f0dba-d602-4b47-ae60-a9c60e7928e7 | CCTV Camera B2-001 | IfcSensor | IFC_Core | floor_id | FL-B2 | text |  | IFC | Yes | ifc_objects[].floor_id | BIM Contractor | Pending
5d7f0dba-d602-4b47-ae60-a9c60e7928e7 | CCTV Camera B2-001 | IfcSensor | IFC_Core | space_id | SP-B2-PARKING-A | text |  | IFC | Conditional | ifc_objects[].space_id | BIM Contractor | Pending
5d7f0dba-d602-4b47-ae60-a9c60e7928e7 | CCTV Camera B2-001 | IfcSensor | IFC_Core | zone_id | ZONE-FIRE-B1 | text |  | IFC | Conditional | ifc_objects[].zone_id | BIM Contractor | Pending
5d7f0dba-d602-4b47-ae60-a9c60e7928e7 | CCTV Camera B2-001 | IfcSensor | IFC_Core | system | Security | text |  | IFC | Conditional | ifc_objects[].system | BIM Contractor | Pending
5d7f0dba-d602-4b47-ae60-a9c60e7928e7 | CCTV Camera B2-001 | IfcSensor | IFC_Core | discipline | MEP | text |  | IFC | Conditional | ifc_objects[].discipline | BIM Contractor | Pending
db2e9e9c-69fd-4a1f-9ba1-a06ec26fe722 | CCTV Camera L01-001 | IfcSensor | IFC_Core | ifc_entity | IfcSensor | text |  | IFC | Yes | ifc_objects[].ifc_entity | BIM Contractor | Pending
db2e9e9c-69fd-4a1f-9ba1-a06ec26fe722 | CCTV Camera L01-001 | IfcSensor | IFC_Core | ifc_name | CCTV Camera L01-001 | text |  | IFC | Yes | ifc_objects[].ifc_name | BIM Contractor | Pending
db2e9e9c-69fd-4a1f-9ba1-a06ec26fe722 | CCTV Camera L01-001 | IfcSensor | IFC_Core | ifc_object_type | IPCamera | text |  | IFC | Conditional | ifc_objects[].ifc_object_type | BIM Contractor | Pending
db2e9e9c-69fd-4a1f-9ba1-a06ec26fe722 | CCTV Camera L01-001 | IfcSensor | IFC_Core | predefined_type | IPCamera | text |  | IFC | Conditional | ifc_objects[].predefined_type | BIM Contractor | Pending
db2e9e9c-69fd-4a1f-9ba1-a06ec26fe722 | CCTV Camera L01-001 | IfcSensor | IFC_Core | floor_id | FL-L01 | text |  | IFC | Yes | ifc_objects[].floor_id | BIM Contractor | Pending
db2e9e9c-69fd-4a1f-9ba1-a06ec26fe722 | CCTV Camera L01-001 | IfcSensor | IFC_Core | space_id | SP-L01-LOBBY | text |  | IFC | Conditional | ifc_objects[].space_id | BIM Contractor | Pending
db2e9e9c-69fd-4a1f-9ba1-a06ec26fe722 | CCTV Camera L01-001 | IfcSensor | IFC_Core | zone_id | ZONE-PUBLIC-L01 | text |  | IFC | Conditional | ifc_objects[].zone_id | BIM Contractor | Pending
db2e9e9c-69fd-4a1f-9ba1-a06ec26fe722 | CCTV Camera L01-001 | IfcSensor | IFC_Core | system | Security | text |  | IFC | Conditional | ifc_objects[].system | BIM Contractor | Pending
db2e9e9c-69fd-4a1f-9ba1-a06ec26fe722 | CCTV Camera L01-001 | IfcSensor | IFC_Core | discipline | MEP | text |  | IFC | Conditional | ifc_objects[].discipline | BIM Contractor | Pending
6e7ccf72-7a56-47e9-bd22-98ebf062de8e | CCTV Camera L02-001 | IfcSensor | IFC_Core | ifc_entity | IfcSensor | text |  | IFC | Yes | ifc_objects[].ifc_entity | BIM Contractor | Pending
6e7ccf72-7a56-47e9-bd22-98ebf062de8e | CCTV Camera L02-001 | IfcSensor | IFC_Core | ifc_name | CCTV Camera L02-001 | text |  | IFC | Yes | ifc_objects[].ifc_name | BIM Contractor | Pending
6e7ccf72-7a56-47e9-bd22-98ebf062de8e | CCTV Camera L02-001 | IfcSensor | IFC_Core | ifc_object_type | IPCamera | text |  | IFC | Conditional | ifc_objects[].ifc_object_type | BIM Contractor | Pending
6e7ccf72-7a56-47e9-bd22-98ebf062de8e | CCTV Camera L02-001 | IfcSensor | IFC_Core | predefined_type | IPCamera | text |  | IFC | Conditional | ifc_objects[].predefined_type | BIM Contractor | Pending
6e7ccf72-7a56-47e9-bd22-98ebf062de8e | CCTV Camera L02-001 | IfcSensor | IFC_Core | floor_id | FL-L02 | text |  | IFC | Yes | ifc_objects[].floor_id | BIM Contractor | Pending
6e7ccf72-7a56-47e9-bd22-98ebf062de8e | CCTV Camera L02-001 | IfcSensor | IFC_Core | space_id | SP-L02-OFFICE-A | text |  | IFC | Conditional | ifc_objects[].space_id | BIM Contractor | Pending
6e7ccf72-7a56-47e9-bd22-98ebf062de8e | CCTV Camera L02-001 | IfcSensor | IFC_Core | zone_id | ZONE-OFFICE-L02 | text |  | IFC | Conditional | ifc_objects[].zone_id | BIM Contractor | Pending
6e7ccf72-7a56-47e9-bd22-98ebf062de8e | CCTV Camera L02-001 | IfcSensor | IFC_Core | system | Security | text |  | IFC | Conditional | ifc_objects[].system | BIM Contractor | Pending
6e7ccf72-7a56-47e9-bd22-98ebf062de8e | CCTV Camera L02-001 | IfcSensor | IFC_Core | discipline | MEP | text |  | IFC | Conditional | ifc_objects[].discipline | BIM Contractor | Pending
6fae420f-9b8f-4977-9c7e-05894f997733 | Access Control Door L01-001 | IfcController | IFC_Core | ifc_entity | IfcController | text |  | IFC | Yes | ifc_objects[].ifc_entity | BIM Contractor | Pending
6fae420f-9b8f-4977-9c7e-05894f997733 | Access Control Door L01-001 | IfcController | IFC_Core | ifc_name | Access Control Door L01-001 | text |  | IFC | Yes | ifc_objects[].ifc_name | BIM Contractor | Pending
6fae420f-9b8f-4977-9c7e-05894f997733 | Access Control Door L01-001 | IfcController | IFC_Core | ifc_object_type | AccessController | text |  | IFC | Conditional | ifc_objects[].ifc_object_type | BIM Contractor | Pending
6fae420f-9b8f-4977-9c7e-05894f997733 | Access Control Door L01-001 | IfcController | IFC_Core | predefined_type | AccessController | text |  | IFC | Conditional | ifc_objects[].predefined_type | BIM Contractor | Pending
6fae420f-9b8f-4977-9c7e-05894f997733 | Access Control Door L01-001 | IfcController | IFC_Core | floor_id | FL-L01 | text |  | IFC | Yes | ifc_objects[].floor_id | BIM Contractor | Pending
6fae420f-9b8f-4977-9c7e-05894f997733 | Access Control Door L01-001 | IfcController | IFC_Core | space_id | SP-L01-SECURITY | text |  | IFC | Conditional | ifc_objects[].space_id | BIM Contractor | Pending
6fae420f-9b8f-4977-9c7e-05894f997733 | Access Control Door L01-001 | IfcController | IFC_Core | zone_id | ZONE-PUBLIC-L01 | text |  | IFC | Conditional | ifc_objects[].zone_id | BIM Contractor | Pending
6fae420f-9b8f-4977-9c7e-05894f997733 | Access Control Door L01-001 | IfcController | IFC_Core | system | Access Control | text |  | IFC | Conditional | ifc_objects[].system | BIM Contractor | Pending
6fae420f-9b8f-4977-9c7e-05894f997733 | Access Control Door L01-001 | IfcController | IFC_Core | discipline | MEP | text |  | IFC | Conditional | ifc_objects[].discipline | BIM Contractor | Pending
0953452d-1324-4bee-aa77-3bcc5a60cf2f | License Plate Recognition Camera B2 | IfcSensor | IFC_Core | ifc_entity | IfcSensor | text |  | IFC | Yes | ifc_objects[].ifc_entity | BIM Contractor | Pending
0953452d-1324-4bee-aa77-3bcc5a60cf2f | License Plate Recognition Camera B2 | IfcSensor | IFC_Core | ifc_name | License Plate Recognition Camera B2 | text |  | IFC | Yes | ifc_objects[].ifc_name | BIM Contractor | Pending
0953452d-1324-4bee-aa77-3bcc5a60cf2f | License Plate Recognition Camera B2 | IfcSensor | IFC_Core | ifc_object_type | LPRCamera | text |  | IFC | Conditional | ifc_objects[].ifc_object_type | BIM Contractor | Pending
0953452d-1324-4bee-aa77-3bcc5a60cf2f | License Plate Recognition Camera B2 | IfcSensor | IFC_Core | predefined_type | LPRCamera | text |  | IFC | Conditional | ifc_objects[].predefined_type | BIM Contractor | Pending
0953452d-1324-4bee-aa77-3bcc5a60cf2f | License Plate Recognition Camera B2 | IfcSensor | IFC_Core | floor_id | FL-B2 | text |  | IFC | Yes | ifc_objects[].floor_id | BIM Contractor | Pending
0953452d-1324-4bee-aa77-3bcc5a60cf2f | License Plate Recognition Camera B2 | IfcSensor | IFC_Core | space_id | SP-B2-PARKING-A | text |  | IFC | Conditional | ifc_objects[].space_id | BIM Contractor | Pending
0953452d-1324-4bee-aa77-3bcc5a60cf2f | License Plate Recognition Camera B2 | IfcSensor | IFC_Core | zone_id | ZONE-FIRE-B1 | text |  | IFC | Conditional | ifc_objects[].zone_id | BIM Contractor | Pending
0953452d-1324-4bee-aa77-3bcc5a60cf2f | License Plate Recognition Camera B2 | IfcSensor | IFC_Core | system | Parking | text |  | IFC | Conditional | ifc_objects[].system | BIM Contractor | Pending
0953452d-1324-4bee-aa77-3bcc5a60cf2f | License Plate Recognition Camera B2 | IfcSensor | IFC_Core | discipline | MEP | text |  | IFC | Conditional | ifc_objects[].discipline | BIM Contractor | Pending
e1a99a10-ae7e-4869-8d03-c6b975bd820c | Parking Barrier Gate B2 | IfcDoor | IFC_Core | ifc_entity | IfcDoor | text |  | IFC | Yes | ifc_objects[].ifc_entity | BIM Contractor | Pending
e1a99a10-ae7e-4869-8d03-c6b975bd820c | Parking Barrier Gate B2 | IfcDoor | IFC_Core | ifc_name | Parking Barrier Gate B2 | text |  | IFC | Yes | ifc_objects[].ifc_name | BIM Contractor | Pending
e1a99a10-ae7e-4869-8d03-c6b975bd820c | Parking Barrier Gate B2 | IfcDoor | IFC_Core | ifc_object_type | BarrierGate | text |  | IFC | Conditional | ifc_objects[].ifc_object_type | BIM Contractor | Pending
e1a99a10-ae7e-4869-8d03-c6b975bd820c | Parking Barrier Gate B2 | IfcDoor | IFC_Core | predefined_type | BarrierGate | text |  | IFC | Conditional | ifc_objects[].predefined_type | BIM Contractor | Pending
e1a99a10-ae7e-4869-8d03-c6b975bd820c | Parking Barrier Gate B2 | IfcDoor | IFC_Core | floor_id | FL-B2 | text |  | IFC | Yes | ifc_objects[].floor_id | BIM Contractor | Pending
e1a99a10-ae7e-4869-8d03-c6b975bd820c | Parking Barrier Gate B2 | IfcDoor | IFC_Core | space_id | SP-B2-PARKING-A | text |  | IFC | Conditional | ifc_objects[].space_id | BIM Contractor | Pending
e1a99a10-ae7e-4869-8d03-c6b975bd820c | Parking Barrier Gate B2 | IfcDoor | IFC_Core | zone_id | ZONE-FIRE-B1 | text |  | IFC | Conditional | ifc_objects[].zone_id | BIM Contractor | Pending
e1a99a10-ae7e-4869-8d03-c6b975bd820c | Parking Barrier Gate B2 | IfcDoor | IFC_Core | system | Parking | text |  | IFC | Conditional | ifc_objects[].system | BIM Contractor | Pending
e1a99a10-ae7e-4869-8d03-c6b975bd820c | Parking Barrier Gate B2 | IfcDoor | IFC_Core | discipline | MEP | text |  | IFC | Conditional | ifc_objects[].discipline | BIM Contractor | Pending
16dca2c1-2ae4-43dd-92a9-1bb37aa9f988 | Indoor Air Quality Sensor L01-001 | IfcSensor | IFC_Core | ifc_entity | IfcSensor | text |  | IFC | Yes | ifc_objects[].ifc_entity | BIM Contractor | Pending
16dca2c1-2ae4-43dd-92a9-1bb37aa9f988 | Indoor Air Quality Sensor L01-001 | IfcSensor | IFC_Core | ifc_name | Indoor Air Quality Sensor L01-001 | text |  | IFC | Yes | ifc_objects[].ifc_name | BIM Contractor | Pending
16dca2c1-2ae4-43dd-92a9-1bb37aa9f988 | Indoor Air Quality Sensor L01-001 | IfcSensor | IFC_Core | ifc_object_type | IAQSensor | text |  | IFC | Conditional | ifc_objects[].ifc_object_type | BIM Contractor | Pending
16dca2c1-2ae4-43dd-92a9-1bb37aa9f988 | Indoor Air Quality Sensor L01-001 | IfcSensor | IFC_Core | predefined_type | IAQSensor | text |  | IFC | Conditional | ifc_objects[].predefined_type | BIM Contractor | Pending
16dca2c1-2ae4-43dd-92a9-1bb37aa9f988 | Indoor Air Quality Sensor L01-001 | IfcSensor | IFC_Core | floor_id | FL-L01 | text |  | IFC | Yes | ifc_objects[].floor_id | BIM Contractor | Pending
16dca2c1-2ae4-43dd-92a9-1bb37aa9f988 | Indoor Air Quality Sensor L01-001 | IfcSensor | IFC_Core | space_id | SP-L01-LOBBY | text |  | IFC | Conditional | ifc_objects[].space_id | BIM Contractor | Pending
16dca2c1-2ae4-43dd-92a9-1bb37aa9f988 | Indoor Air Quality Sensor L01-001 | IfcSensor | IFC_Core | zone_id | ZONE-PUBLIC-L01 | text |  | IFC | Conditional | ifc_objects[].zone_id | BIM Contractor | Pending
16dca2c1-2ae4-43dd-92a9-1bb37aa9f988 | Indoor Air Quality Sensor L01-001 | IfcSensor | IFC_Core | system | Environmental Monitoring | text |  | IFC | Conditional | ifc_objects[].system | BIM Contractor | Pending
16dca2c1-2ae4-43dd-92a9-1bb37aa9f988 | Indoor Air Quality Sensor L01-001 | IfcSensor | IFC_Core | discipline | MEP | text |  | IFC | Conditional | ifc_objects[].discipline | BIM Contractor | Pending
9f1f6e0c-0e40-42d5-8803-423e45f98a24 | Occupancy Sensor L01-001 | IfcSensor | IFC_Core | ifc_entity | IfcSensor | text |  | IFC | Yes | ifc_objects[].ifc_entity | BIM Contractor | Pending
9f1f6e0c-0e40-42d5-8803-423e45f98a24 | Occupancy Sensor L01-001 | IfcSensor | IFC_Core | ifc_name | Occupancy Sensor L01-001 | text |  | IFC | Yes | ifc_objects[].ifc_name | BIM Contractor | Pending
9f1f6e0c-0e40-42d5-8803-423e45f98a24 | Occupancy Sensor L01-001 | IfcSensor | IFC_Core | ifc_object_type | OccupancySensor | text |  | IFC | Conditional | ifc_objects[].ifc_object_type | BIM Contractor | Pending
9f1f6e0c-0e40-42d5-8803-423e45f98a24 | Occupancy Sensor L01-001 | IfcSensor | IFC_Core | predefined_type | OccupancySensor | text |  | IFC | Conditional | ifc_objects[].predefined_type | BIM Contractor | Pending
9f1f6e0c-0e40-42d5-8803-423e45f98a24 | Occupancy Sensor L01-001 | IfcSensor | IFC_Core | floor_id | FL-L01 | text |  | IFC | Yes | ifc_objects[].floor_id | BIM Contractor | Pending
9f1f6e0c-0e40-42d5-8803-423e45f98a24 | Occupancy Sensor L01-001 | IfcSensor | IFC_Core | space_id | SP-L01-LOBBY | text |  | IFC | Conditional | ifc_objects[].space_id | BIM Contractor | Pending
9f1f6e0c-0e40-42d5-8803-423e45f98a24 | Occupancy Sensor L01-001 | IfcSensor | IFC_Core | zone_id | ZONE-PUBLIC-L01 | text |  | IFC | Conditional | ifc_objects[].zone_id | BIM Contractor | Pending
9f1f6e0c-0e40-42d5-8803-423e45f98a24 | Occupancy Sensor L01-001 | IfcSensor | IFC_Core | system | Occupancy | text |  | IFC | Conditional | ifc_objects[].system | BIM Contractor | Pending
9f1f6e0c-0e40-42d5-8803-423e45f98a24 | Occupancy Sensor L01-001 | IfcSensor | IFC_Core | discipline | MEP | text |  | IFC | Conditional | ifc_objects[].discipline | BIM Contractor | Pending
ee550c77-9953-4afe-8c48-59e47b68f208 | Indoor Air Quality Sensor L02-001 | IfcSensor | IFC_Core | ifc_entity | IfcSensor | text |  | IFC | Yes | ifc_objects[].ifc_entity | BIM Contractor | Pending
ee550c77-9953-4afe-8c48-59e47b68f208 | Indoor Air Quality Sensor L02-001 | IfcSensor | IFC_Core | ifc_name | Indoor Air Quality Sensor L02-001 | text |  | IFC | Yes | ifc_objects[].ifc_name | BIM Contractor | Pending
ee550c77-9953-4afe-8c48-59e47b68f208 | Indoor Air Quality Sensor L02-001 | IfcSensor | IFC_Core | ifc_object_type | IAQSensor | text |  | IFC | Conditional | ifc_objects[].ifc_object_type | BIM Contractor | Pending
ee550c77-9953-4afe-8c48-59e47b68f208 | Indoor Air Quality Sensor L02-001 | IfcSensor | IFC_Core | predefined_type | IAQSensor | text |  | IFC | Conditional | ifc_objects[].predefined_type | BIM Contractor | Pending
ee550c77-9953-4afe-8c48-59e47b68f208 | Indoor Air Quality Sensor L02-001 | IfcSensor | IFC_Core | floor_id | FL-L02 | text |  | IFC | Yes | ifc_objects[].floor_id | BIM Contractor | Pending
ee550c77-9953-4afe-8c48-59e47b68f208 | Indoor Air Quality Sensor L02-001 | IfcSensor | IFC_Core | space_id | SP-L02-OFFICE-A | text |  | IFC | Conditional | ifc_objects[].space_id | BIM Contractor | Pending
ee550c77-9953-4afe-8c48-59e47b68f208 | Indoor Air Quality Sensor L02-001 | IfcSensor | IFC_Core | zone_id | ZONE-OFFICE-L02 | text |  | IFC | Conditional | ifc_objects[].zone_id | BIM Contractor | Pending
ee550c77-9953-4afe-8c48-59e47b68f208 | Indoor Air Quality Sensor L02-001 | IfcSensor | IFC_Core | system | Environmental Monitoring | text |  | IFC | Conditional | ifc_objects[].system | BIM Contractor | Pending
ee550c77-9953-4afe-8c48-59e47b68f208 | Indoor Air Quality Sensor L02-001 | IfcSensor | IFC_Core | discipline | MEP | text |  | IFC | Conditional | ifc_objects[].discipline | BIM Contractor | Pending
e1c981d6-df16-4b9d-aea1-65d021cc5c53 | Occupancy Sensor L02-001 | IfcSensor | IFC_Core | ifc_entity | IfcSensor | text |  | IFC | Yes | ifc_objects[].ifc_entity | BIM Contractor | Pending
e1c981d6-df16-4b9d-aea1-65d021cc5c53 | Occupancy Sensor L02-001 | IfcSensor | IFC_Core | ifc_name | Occupancy Sensor L02-001 | text |  | IFC | Yes | ifc_objects[].ifc_name | BIM Contractor | Pending
e1c981d6-df16-4b9d-aea1-65d021cc5c53 | Occupancy Sensor L02-001 | IfcSensor | IFC_Core | ifc_object_type | OccupancySensor | text |  | IFC | Conditional | ifc_objects[].ifc_object_type | BIM Contractor | Pending
e1c981d6-df16-4b9d-aea1-65d021cc5c53 | Occupancy Sensor L02-001 | IfcSensor | IFC_Core | predefined_type | OccupancySensor | text |  | IFC | Conditional | ifc_objects[].predefined_type | BIM Contractor | Pending
e1c981d6-df16-4b9d-aea1-65d021cc5c53 | Occupancy Sensor L02-001 | IfcSensor | IFC_Core | floor_id | FL-L02 | text |  | IFC | Yes | ifc_objects[].floor_id | BIM Contractor | Pending
e1c981d6-df16-4b9d-aea1-65d021cc5c53 | Occupancy Sensor L02-001 | IfcSensor | IFC_Core | space_id | SP-L02-OFFICE-A | text |  | IFC | Conditional | ifc_objects[].space_id | BIM Contractor | Pending
e1c981d6-df16-4b9d-aea1-65d021cc5c53 | Occupancy Sensor L02-001 | IfcSensor | IFC_Core | zone_id | ZONE-OFFICE-L02 | text |  | IFC | Conditional | ifc_objects[].zone_id | BIM Contractor | Pending
e1c981d6-df16-4b9d-aea1-65d021cc5c53 | Occupancy Sensor L02-001 | IfcSensor | IFC_Core | system | Occupancy | text |  | IFC | Conditional | ifc_objects[].system | BIM Contractor | Pending
e1c981d6-df16-4b9d-aea1-65d021cc5c53 | Occupancy Sensor L02-001 | IfcSensor | IFC_Core | discipline | MEP | text |  | IFC | Conditional | ifc_objects[].discipline | BIM Contractor | Pending
593596bd-154c-41d2-8b7a-ce454ed2d864 | Indoor Air Quality Sensor L05-001 | IfcSensor | IFC_Core | ifc_entity | IfcSensor | text |  | IFC | Yes | ifc_objects[].ifc_entity | BIM Contractor | Pending
593596bd-154c-41d2-8b7a-ce454ed2d864 | Indoor Air Quality Sensor L05-001 | IfcSensor | IFC_Core | ifc_name | Indoor Air Quality Sensor L05-001 | text |  | IFC | Yes | ifc_objects[].ifc_name | BIM Contractor | Pending
593596bd-154c-41d2-8b7a-ce454ed2d864 | Indoor Air Quality Sensor L05-001 | IfcSensor | IFC_Core | ifc_object_type | IAQSensor | text |  | IFC | Conditional | ifc_objects[].ifc_object_type | BIM Contractor | Pending
593596bd-154c-41d2-8b7a-ce454ed2d864 | Indoor Air Quality Sensor L05-001 | IfcSensor | IFC_Core | predefined_type | IAQSensor | text |  | IFC | Conditional | ifc_objects[].predefined_type | BIM Contractor | Pending
593596bd-154c-41d2-8b7a-ce454ed2d864 | Indoor Air Quality Sensor L05-001 | IfcSensor | IFC_Core | floor_id | FL-L05 | text |  | IFC | Yes | ifc_objects[].floor_id | BIM Contractor | Pending
593596bd-154c-41d2-8b7a-ce454ed2d864 | Indoor Air Quality Sensor L05-001 | IfcSensor | IFC_Core | space_id | SP-L05-OFFICE-A | text |  | IFC | Conditional | ifc_objects[].space_id | BIM Contractor | Pending
593596bd-154c-41d2-8b7a-ce454ed2d864 | Indoor Air Quality Sensor L05-001 | IfcSensor | IFC_Core | zone_id | ZONE-OFFICE-L05 | text |  | IFC | Conditional | ifc_objects[].zone_id | BIM Contractor | Pending
593596bd-154c-41d2-8b7a-ce454ed2d864 | Indoor Air Quality Sensor L05-001 | IfcSensor | IFC_Core | system | Environmental Monitoring | text |  | IFC | Conditional | ifc_objects[].system | BIM Contractor | Pending
593596bd-154c-41d2-8b7a-ce454ed2d864 | Indoor Air Quality Sensor L05-001 | IfcSensor | IFC_Core | discipline | MEP | text |  | IFC | Conditional | ifc_objects[].discipline | BIM Contractor | Pending
e4323c58-f59a-4f60-9d37-8b98ecc23aeb | Occupancy Sensor L05-001 | IfcSensor | IFC_Core | ifc_entity | IfcSensor | text |  | IFC | Yes | ifc_objects[].ifc_entity | BIM Contractor | Pending
e4323c58-f59a-4f60-9d37-8b98ecc23aeb | Occupancy Sensor L05-001 | IfcSensor | IFC_Core | ifc_name | Occupancy Sensor L05-001 | text |  | IFC | Yes | ifc_objects[].ifc_name | BIM Contractor | Pending
e4323c58-f59a-4f60-9d37-8b98ecc23aeb | Occupancy Sensor L05-001 | IfcSensor | IFC_Core | ifc_object_type | OccupancySensor | text |  | IFC | Conditional | ifc_objects[].ifc_object_type | BIM Contractor | Pending
e4323c58-f59a-4f60-9d37-8b98ecc23aeb | Occupancy Sensor L05-001 | IfcSensor | IFC_Core | predefined_type | OccupancySensor | text |  | IFC | Conditional | ifc_objects[].predefined_type | BIM Contractor | Pending
e4323c58-f59a-4f60-9d37-8b98ecc23aeb | Occupancy Sensor L05-001 | IfcSensor | IFC_Core | floor_id | FL-L05 | text |  | IFC | Yes | ifc_objects[].floor_id | BIM Contractor | Pending
e4323c58-f59a-4f60-9d37-8b98ecc23aeb | Occupancy Sensor L05-001 | IfcSensor | IFC_Core | space_id | SP-L05-OFFICE-A | text |  | IFC | Conditional | ifc_objects[].space_id | BIM Contractor | Pending
e4323c58-f59a-4f60-9d37-8b98ecc23aeb | Occupancy Sensor L05-001 | IfcSensor | IFC_Core | zone_id | ZONE-OFFICE-L05 | text |  | IFC | Conditional | ifc_objects[].zone_id | BIM Contractor | Pending
e4323c58-f59a-4f60-9d37-8b98ecc23aeb | Occupancy Sensor L05-001 | IfcSensor | IFC_Core | system | Occupancy | text |  | IFC | Conditional | ifc_objects[].system | BIM Contractor | Pending
e4323c58-f59a-4f60-9d37-8b98ecc23aeb | Occupancy Sensor L05-001 | IfcSensor | IFC_Core | discipline | MEP | text |  | IFC | Conditional | ifc_objects[].discipline | BIM Contractor | Pending
10a31c7f-a8fa-4d3d-b93f-210aafa11166 | Indoor Air Quality Sensor L10-001 | IfcSensor | IFC_Core | ifc_entity | IfcSensor | text |  | IFC | Yes | ifc_objects[].ifc_entity | BIM Contractor | Pending
10a31c7f-a8fa-4d3d-b93f-210aafa11166 | Indoor Air Quality Sensor L10-001 | IfcSensor | IFC_Core | ifc_name | Indoor Air Quality Sensor L10-001 | text |  | IFC | Yes | ifc_objects[].ifc_name | BIM Contractor | Pending
10a31c7f-a8fa-4d3d-b93f-210aafa11166 | Indoor Air Quality Sensor L10-001 | IfcSensor | IFC_Core | ifc_object_type | IAQSensor | text |  | IFC | Conditional | ifc_objects[].ifc_object_type | BIM Contractor | Pending
10a31c7f-a8fa-4d3d-b93f-210aafa11166 | Indoor Air Quality Sensor L10-001 | IfcSensor | IFC_Core | predefined_type | IAQSensor | text |  | IFC | Conditional | ifc_objects[].predefined_type | BIM Contractor | Pending
10a31c7f-a8fa-4d3d-b93f-210aafa11166 | Indoor Air Quality Sensor L10-001 | IfcSensor | IFC_Core | floor_id | FL-L10 | text |  | IFC | Yes | ifc_objects[].floor_id | BIM Contractor | Pending
10a31c7f-a8fa-4d3d-b93f-210aafa11166 | Indoor Air Quality Sensor L10-001 | IfcSensor | IFC_Core | space_id | SP-L10-OFFICE-A | text |  | IFC | Conditional | ifc_objects[].space_id | BIM Contractor | Pending
10a31c7f-a8fa-4d3d-b93f-210aafa11166 | Indoor Air Quality Sensor L10-001 | IfcSensor | IFC_Core | zone_id | ZONE-OFFICE-L10 | text |  | IFC | Conditional | ifc_objects[].zone_id | BIM Contractor | Pending
10a31c7f-a8fa-4d3d-b93f-210aafa11166 | Indoor Air Quality Sensor L10-001 | IfcSensor | IFC_Core | system | Environmental Monitoring | text |  | IFC | Conditional | ifc_objects[].system | BIM Contractor | Pending
10a31c7f-a8fa-4d3d-b93f-210aafa11166 | Indoor Air Quality Sensor L10-001 | IfcSensor | IFC_Core | discipline | MEP | text |  | IFC | Conditional | ifc_objects[].discipline | BIM Contractor | Pending
f7bd85c8-4960-4640-a68d-30bda1c11a9e | Occupancy Sensor L10-001 | IfcSensor | IFC_Core | ifc_entity | IfcSensor | text |  | IFC | Yes | ifc_objects[].ifc_entity | BIM Contractor | Pending
f7bd85c8-4960-4640-a68d-30bda1c11a9e | Occupancy Sensor L10-001 | IfcSensor | IFC_Core | ifc_name | Occupancy Sensor L10-001 | text |  | IFC | Yes | ifc_objects[].ifc_name | BIM Contractor | Pending
f7bd85c8-4960-4640-a68d-30bda1c11a9e | Occupancy Sensor L10-001 | IfcSensor | IFC_Core | ifc_object_type | OccupancySensor | text |  | IFC | Conditional | ifc_objects[].ifc_object_type | BIM Contractor | Pending
f7bd85c8-4960-4640-a68d-30bda1c11a9e | Occupancy Sensor L10-001 | IfcSensor | IFC_Core | predefined_type | OccupancySensor | text |  | IFC | Conditional | ifc_objects[].predefined_type | BIM Contractor | Pending
f7bd85c8-4960-4640-a68d-30bda1c11a9e | Occupancy Sensor L10-001 | IfcSensor | IFC_Core | floor_id | FL-L10 | text |  | IFC | Yes | ifc_objects[].floor_id | BIM Contractor | Pending
f7bd85c8-4960-4640-a68d-30bda1c11a9e | Occupancy Sensor L10-001 | IfcSensor | IFC_Core | space_id | SP-L10-OFFICE-A | text |  | IFC | Conditional | ifc_objects[].space_id | BIM Contractor | Pending
f7bd85c8-4960-4640-a68d-30bda1c11a9e | Occupancy Sensor L10-001 | IfcSensor | IFC_Core | zone_id | ZONE-OFFICE-L10 | text |  | IFC | Conditional | ifc_objects[].zone_id | BIM Contractor | Pending
f7bd85c8-4960-4640-a68d-30bda1c11a9e | Occupancy Sensor L10-001 | IfcSensor | IFC_Core | system | Occupancy | text |  | IFC | Conditional | ifc_objects[].system | BIM Contractor | Pending
f7bd85c8-4960-4640-a68d-30bda1c11a9e | Occupancy Sensor L10-001 | IfcSensor | IFC_Core | discipline | MEP | text |  | IFC | Conditional | ifc_objects[].discipline | BIM Contractor | Pending
239beade-c540-4a1e-b775-b91c68d2e878 | Indoor Air Quality Sensor L20-001 | IfcSensor | IFC_Core | ifc_entity | IfcSensor | text |  | IFC | Yes | ifc_objects[].ifc_entity | BIM Contractor | Pending
239beade-c540-4a1e-b775-b91c68d2e878 | Indoor Air Quality Sensor L20-001 | IfcSensor | IFC_Core | ifc_name | Indoor Air Quality Sensor L20-001 | text |  | IFC | Yes | ifc_objects[].ifc_name | BIM Contractor | Pending
239beade-c540-4a1e-b775-b91c68d2e878 | Indoor Air Quality Sensor L20-001 | IfcSensor | IFC_Core | ifc_object_type | IAQSensor | text |  | IFC | Conditional | ifc_objects[].ifc_object_type | BIM Contractor | Pending
239beade-c540-4a1e-b775-b91c68d2e878 | Indoor Air Quality Sensor L20-001 | IfcSensor | IFC_Core | predefined_type | IAQSensor | text |  | IFC | Conditional | ifc_objects[].predefined_type | BIM Contractor | Pending
239beade-c540-4a1e-b775-b91c68d2e878 | Indoor Air Quality Sensor L20-001 | IfcSensor | IFC_Core | floor_id | FL-L20 | text |  | IFC | Yes | ifc_objects[].floor_id | BIM Contractor | Pending
239beade-c540-4a1e-b775-b91c68d2e878 | Indoor Air Quality Sensor L20-001 | IfcSensor | IFC_Core | space_id | SP-L20-OFFICE-A | text |  | IFC | Conditional | ifc_objects[].space_id | BIM Contractor | Pending
239beade-c540-4a1e-b775-b91c68d2e878 | Indoor Air Quality Sensor L20-001 | IfcSensor | IFC_Core | zone_id | ZONE-OFFICE-L20 | text |  | IFC | Conditional | ifc_objects[].zone_id | BIM Contractor | Pending
239beade-c540-4a1e-b775-b91c68d2e878 | Indoor Air Quality Sensor L20-001 | IfcSensor | IFC_Core | system | Environmental Monitoring | text |  | IFC | Conditional | ifc_objects[].system | BIM Contractor | Pending
239beade-c540-4a1e-b775-b91c68d2e878 | Indoor Air Quality Sensor L20-001 | IfcSensor | IFC_Core | discipline | MEP | text |  | IFC | Conditional | ifc_objects[].discipline | BIM Contractor | Pending
5f2e7152-b28a-465c-8d60-0fd6769f86e6 | Occupancy Sensor L20-001 | IfcSensor | IFC_Core | ifc_entity | IfcSensor | text |  | IFC | Yes | ifc_objects[].ifc_entity | BIM Contractor | Pending
5f2e7152-b28a-465c-8d60-0fd6769f86e6 | Occupancy Sensor L20-001 | IfcSensor | IFC_Core | ifc_name | Occupancy Sensor L20-001 | text |  | IFC | Yes | ifc_objects[].ifc_name | BIM Contractor | Pending
5f2e7152-b28a-465c-8d60-0fd6769f86e6 | Occupancy Sensor L20-001 | IfcSensor | IFC_Core | ifc_object_type | OccupancySensor | text |  | IFC | Conditional | ifc_objects[].ifc_object_type | BIM Contractor | Pending
5f2e7152-b28a-465c-8d60-0fd6769f86e6 | Occupancy Sensor L20-001 | IfcSensor | IFC_Core | predefined_type | OccupancySensor | text |  | IFC | Conditional | ifc_objects[].predefined_type | BIM Contractor | Pending
5f2e7152-b28a-465c-8d60-0fd6769f86e6 | Occupancy Sensor L20-001 | IfcSensor | IFC_Core | floor_id | FL-L20 | text |  | IFC | Yes | ifc_objects[].floor_id | BIM Contractor | Pending
5f2e7152-b28a-465c-8d60-0fd6769f86e6 | Occupancy Sensor L20-001 | IfcSensor | IFC_Core | space_id | SP-L20-OFFICE-A | text |  | IFC | Conditional | ifc_objects[].space_id | BIM Contractor | Pending
5f2e7152-b28a-465c-8d60-0fd6769f86e6 | Occupancy Sensor L20-001 | IfcSensor | IFC_Core | zone_id | ZONE-OFFICE-L20 | text |  | IFC | Conditional | ifc_objects[].zone_id | BIM Contractor | Pending
5f2e7152-b28a-465c-8d60-0fd6769f86e6 | Occupancy Sensor L20-001 | IfcSensor | IFC_Core | system | Occupancy | text |  | IFC | Conditional | ifc_objects[].system | BIM Contractor | Pending
5f2e7152-b28a-465c-8d60-0fd6769f86e6 | Occupancy Sensor L20-001 | IfcSensor | IFC_Core | discipline | MEP | text |  | IFC | Conditional | ifc_objects[].discipline | BIM Contractor | Pending
3f1ae6fe-58f6-4ddf-b62d-582dbc9f6427 | Main Power Meter 01 | IfcFlowMeter | IFC_Core | ifc_entity | IfcFlowMeter | text |  | IFC | Yes | ifc_objects[].ifc_entity | BIM Contractor | Pending
3f1ae6fe-58f6-4ddf-b62d-582dbc9f6427 | Main Power Meter 01 | IfcFlowMeter | IFC_Core | ifc_name | Main Power Meter 01 | text |  | IFC | Yes | ifc_objects[].ifc_name | BIM Contractor | Pending
3f1ae6fe-58f6-4ddf-b62d-582dbc9f6427 | Main Power Meter 01 | IfcFlowMeter | IFC_Core | ifc_object_type | PowerMeter | text |  | IFC | Conditional | ifc_objects[].ifc_object_type | BIM Contractor | Pending
3f1ae6fe-58f6-4ddf-b62d-582dbc9f6427 | Main Power Meter 01 | IfcFlowMeter | IFC_Core | predefined_type | PowerMeter | text |  | IFC | Conditional | ifc_objects[].predefined_type | BIM Contractor | Pending
3f1ae6fe-58f6-4ddf-b62d-582dbc9f6427 | Main Power Meter 01 | IfcFlowMeter | IFC_Core | floor_id | FL-B1 | text |  | IFC | Yes | ifc_objects[].floor_id | BIM Contractor | Pending
3f1ae6fe-58f6-4ddf-b62d-582dbc9f6427 | Main Power Meter 01 | IfcFlowMeter | IFC_Core | space_id | SP-B1-CHILLER | text |  | IFC | Conditional | ifc_objects[].space_id | BIM Contractor | Pending
3f1ae6fe-58f6-4ddf-b62d-582dbc9f6427 | Main Power Meter 01 | IfcFlowMeter | IFC_Core | zone_id | ZONE-HVAC-B1-PLANT | text |  | IFC | Conditional | ifc_objects[].zone_id | BIM Contractor | Pending
3f1ae6fe-58f6-4ddf-b62d-582dbc9f6427 | Main Power Meter 01 | IfcFlowMeter | IFC_Core | system | Energy Metering | text |  | IFC | Conditional | ifc_objects[].system | BIM Contractor | Pending
3f1ae6fe-58f6-4ddf-b62d-582dbc9f6427 | Main Power Meter 01 | IfcFlowMeter | IFC_Core | discipline | MEP | text |  | IFC | Conditional | ifc_objects[].discipline | BIM Contractor | Pending
9636843f-e391-4629-89da-1fe79b125377 | Solar Inverter 01 | IfcElectricAppliance | IFC_Core | ifc_entity | IfcElectricAppliance | text |  | IFC | Yes | ifc_objects[].ifc_entity | BIM Contractor | Pending
9636843f-e391-4629-89da-1fe79b125377 | Solar Inverter 01 | IfcElectricAppliance | IFC_Core | ifc_name | Solar Inverter 01 | text |  | IFC | Yes | ifc_objects[].ifc_name | BIM Contractor | Pending
9636843f-e391-4629-89da-1fe79b125377 | Solar Inverter 01 | IfcElectricAppliance | IFC_Core | ifc_object_type | SolarInverter | text |  | IFC | Conditional | ifc_objects[].ifc_object_type | BIM Contractor | Pending
9636843f-e391-4629-89da-1fe79b125377 | Solar Inverter 01 | IfcElectricAppliance | IFC_Core | predefined_type | SolarInverter | text |  | IFC | Conditional | ifc_objects[].predefined_type | BIM Contractor | Pending
9636843f-e391-4629-89da-1fe79b125377 | Solar Inverter 01 | IfcElectricAppliance | IFC_Core | floor_id | FL-ROOF | text |  | IFC | Yes | ifc_objects[].floor_id | BIM Contractor | Pending
9636843f-e391-4629-89da-1fe79b125377 | Solar Inverter 01 | IfcElectricAppliance | IFC_Core | space_id | SP-ROOF-SOLAR | text |  | IFC | Conditional | ifc_objects[].space_id | BIM Contractor | Pending
9636843f-e391-4629-89da-1fe79b125377 | Solar Inverter 01 | IfcElectricAppliance | IFC_Core | zone_id | ZONE-ROOF-TECH | text |  | IFC | Conditional | ifc_objects[].zone_id | BIM Contractor | Pending
9636843f-e391-4629-89da-1fe79b125377 | Solar Inverter 01 | IfcElectricAppliance | IFC_Core | system | Renewable Energy | text |  | IFC | Conditional | ifc_objects[].system | BIM Contractor | Pending
9636843f-e391-4629-89da-1fe79b125377 | Solar Inverter 01 | IfcElectricAppliance | IFC_Core | discipline | MEP | text |  | IFC | Conditional | ifc_objects[].discipline | BIM Contractor | Pending
8ca2d6f4-d861-493a-9fba-47ec40dd32b8 | Water Cooled Chiller 01 | IfcEnergyConversionDevice | Asset_Metadata | asset_id | CHILLER-001 | text |  | JSON/COBie/IFC | Yes | assets[].asset_id | BIM/MEP/O&M | Pending
8ca2d6f4-d861-493a-9fba-47ec40dd32b8 | Water Cooled Chiller 01 | IfcEnergyConversionDevice | Asset_Metadata | asset_name | Water Cooled Chiller 01 | text |  | JSON/COBie/IFC | Yes | assets[].asset_name | BIM/MEP/O&M | Pending
8ca2d6f4-d861-493a-9fba-47ec40dd32b8 | Water Cooled Chiller 01 | IfcEnergyConversionDevice | Asset_Metadata | asset_status | in_service | text |  | JSON/COBie/IFC | Conditional | assets[].asset_status | BIM/MEP/O&M | Pending
8ca2d6f4-d861-493a-9fba-47ec40dd32b8 | Water Cooled Chiller 01 | IfcEnergyConversionDevice | Asset_Metadata | system | HVAC | text |  | JSON/COBie/IFC | Yes | assets[].system | BIM/MEP/O&M | Pending
8ca2d6f4-d861-493a-9fba-47ec40dd32b8 | Water Cooled Chiller 01 | IfcEnergyConversionDevice | Asset_Metadata | discipline | MEP | text |  | JSON/COBie/IFC | Conditional | assets[].discipline | BIM/MEP/O&M | Pending
8ca2d6f4-d861-493a-9fba-47ec40dd32b8 | Water Cooled Chiller 01 | IfcEnergyConversionDevice | Asset_Metadata | category | Chiller Plant | text |  | JSON/COBie/IFC | Conditional | assets[].category | BIM/MEP/O&M | Pending
8ca2d6f4-d861-493a-9fba-47ec40dd32b8 | Water Cooled Chiller 01 | IfcEnergyConversionDevice | Asset_Metadata | asset_type | WaterCooledChiller | text |  | JSON/COBie/IFC | Yes | assets[].asset_type | BIM/MEP/O&M | Pending
8ca2d6f4-d861-493a-9fba-47ec40dd32b8 | Water Cooled Chiller 01 | IfcEnergyConversionDevice | LOI_Classification | classification.uniclass_code | placeholder | text |  | JSON/COBie/IFC | Yes | assets[].classification.uniclass_code | BIM/MEP/O&M | Pending
8ca2d6f4-d861-493a-9fba-47ec40dd32b8 | Water Cooled Chiller 01 | IfcEnergyConversionDevice | LOI_Classification | classification.omniclass_code | placeholder | text |  | JSON/COBie/IFC | Yes | assets[].classification.omniclass_code | BIM/MEP/O&M | Pending
8ca2d6f4-d861-493a-9fba-47ec40dd32b8 | Water Cooled Chiller 01 | IfcEnergyConversionDevice | LOI_Classification | classification.local_classification | HVAC/Chiller Plant/WaterCooledChiller | text |  | JSON/COBie/IFC | Conditional | assets[].classification.local_classification | BIM/MEP/O&M | Pending
8ca2d6f4-d861-493a-9fba-47ec40dd32b8 | Water Cooled Chiller 01 | IfcEnergyConversionDevice | LOI_Location | location.facility_id | FAC-OFFICE-TOWER-A | text |  | JSON/COBie/IFC | Conditional | assets[].location.facility_id | BIM/MEP/O&M | Pending
8ca2d6f4-d861-493a-9fba-47ec40dd32b8 | Water Cooled Chiller 01 | IfcEnergyConversionDevice | LOI_Location | location.floor_id | FL-B1 | text |  | JSON/COBie/IFC | Yes | assets[].location.floor_id | BIM/MEP/O&M | Pending
8ca2d6f4-d861-493a-9fba-47ec40dd32b8 | Water Cooled Chiller 01 | IfcEnergyConversionDevice | LOI_Location | location.space_id | SP-B1-CHILLER | text |  | JSON/COBie/IFC | Yes | assets[].location.space_id | BIM/MEP/O&M | Pending
8ca2d6f4-d861-493a-9fba-47ec40dd32b8 | Water Cooled Chiller 01 | IfcEnergyConversionDevice | LOI_Location | location.zone_id | ZONE-HVAC-B1-PLANT | text |  | JSON/COBie/IFC | Conditional | assets[].location.zone_id | BIM/MEP/O&M | Pending
8ca2d6f4-d861-493a-9fba-47ec40dd32b8 | Water Cooled Chiller 01 | IfcEnergyConversionDevice | IFC_Core | bim_mapping.ifc_guid | 8ca2d6f4-d861-493a-9fba-47ec40dd32b8 | text |  | JSON/COBie/IFC | Yes | assets[].bim_mapping.ifc_guid | BIM/MEP/O&M | Pending
8ca2d6f4-d861-493a-9fba-47ec40dd32b8 | Water Cooled Chiller 01 | IfcEnergyConversionDevice | IFC_Core | bim_mapping.ifc_entity | IfcEnergyConversionDevice | text |  | JSON/COBie/IFC | Conditional | assets[].bim_mapping.ifc_entity | BIM/MEP/O&M | Pending
8ca2d6f4-d861-493a-9fba-47ec40dd32b8 | Water Cooled Chiller 01 | IfcEnergyConversionDevice | IFC_Core | bim_mapping.ifc_name | Water Cooled Chiller 01 | text |  | JSON/COBie/IFC | Conditional | assets[].bim_mapping.ifc_name | BIM/MEP/O&M | Pending
8ca2d6f4-d861-493a-9fba-47ec40dd32b8 | Water Cooled Chiller 01 | IfcEnergyConversionDevice | IFC_Core | bim_mapping.source_model_id | IFC-MEP-001 | text |  | JSON/COBie/IFC | Conditional | assets[].bim_mapping.source_model_id | BIM/MEP/O&M | Pending
8ca2d6f4-d861-493a-9fba-47ec40dd32b8 | Water Cooled Chiller 01 | IfcEnergyConversionDevice | IFC_Core | bim_mapping.global_id_locked | TRUE | boolean |  | JSON/COBie/IFC | Conditional | assets[].bim_mapping.global_id_locked | BIM/MEP/O&M | Pending
8ca2d6f4-d861-493a-9fba-47ec40dd32b8 | Water Cooled Chiller 01 | IfcEnergyConversionDevice | Asset_Metadata | cobie_mapping.component_name | CHILLER-001 | text |  | JSON/COBie/IFC | Conditional | assets[].cobie_mapping.component_name | BIM/MEP/O&M | Pending
8ca2d6f4-d861-493a-9fba-47ec40dd32b8 | Water Cooled Chiller 01 | IfcEnergyConversionDevice | Asset_Metadata | cobie_mapping.type_name | WaterCooledChiller | text |  | JSON/COBie/IFC | Conditional | assets[].cobie_mapping.type_name | BIM/MEP/O&M | Pending
8ca2d6f4-d861-493a-9fba-47ec40dd32b8 | Water Cooled Chiller 01 | IfcEnergyConversionDevice | Asset_Metadata | cobie_mapping.system_name | HVAC | text |  | JSON/COBie/IFC | Conditional | assets[].cobie_mapping.system_name | BIM/MEP/O&M | Pending
8ca2d6f4-d861-493a-9fba-47ec40dd32b8 | Water Cooled Chiller 01 | IfcEnergyConversionDevice | Asset_Metadata | cobie_mapping.space_name | SP-B1-CHILLER | text |  | JSON/COBie/IFC | Conditional | assets[].cobie_mapping.space_name | BIM/MEP/O&M | Pending
8ca2d6f4-d861-493a-9fba-47ec40dd32b8 | Water Cooled Chiller 01 | IfcEnergyConversionDevice | LOI_Manufacturer | manufacturer_data.manufacturer | Carrier | text |  | JSON/COBie/IFC | Yes | assets[].manufacturer_data.manufacturer | BIM/MEP/O&M | Pending
8ca2d6f4-d861-493a-9fba-47ec40dd32b8 | Water Cooled Chiller 01 | IfcEnergyConversionDevice | LOI_Manufacturer | manufacturer_data.model | 19XR | text |  | JSON/COBie/IFC | Yes | assets[].manufacturer_data.model | BIM/MEP/O&M | Pending
8ca2d6f4-d861-493a-9fba-47ec40dd32b8 | Water Cooled Chiller 01 | IfcEnergyConversionDevice | LOI_Manufacturer | manufacturer_data.serial_number | SN-CHILLER-001 | text |  | JSON/COBie/IFC | Yes | assets[].manufacturer_data.serial_number | BIM/MEP/O&M | Pending
8ca2d6f4-d861-493a-9fba-47ec40dd32b8 | Water Cooled Chiller 01 | IfcEnergyConversionDevice | LOI_Manufacturer | manufacturer_data.installation_date | 2026-05-15 | text |  | JSON/COBie/IFC | Conditional | assets[].manufacturer_data.installation_date | BIM/MEP/O&M | Pending
8ca2d6f4-d861-493a-9fba-47ec40dd32b8 | Water Cooled Chiller 01 | IfcEnergyConversionDevice | LOI_Manufacturer | manufacturer_data.warranty_start_date | 2026-06-01 | text |  | JSON/COBie/IFC | Conditional | assets[].manufacturer_data.warranty_start_date | BIM/MEP/O&M | Pending
8ca2d6f4-d861-493a-9fba-47ec40dd32b8 | Water Cooled Chiller 01 | IfcEnergyConversionDevice | LOI_Manufacturer | manufacturer_data.warranty_end_date | 2028-06-01 | text |  | JSON/COBie/IFC | Conditional | assets[].manufacturer_data.warranty_end_date | BIM/MEP/O&M | Pending
8ca2d6f4-d861-493a-9fba-47ec40dd32b8 | Water Cooled Chiller 01 | IfcEnergyConversionDevice | LOI_Operation_Maintenance | operation_data.maintainable | TRUE | boolean |  | JSON/COBie/IFC | Conditional | assets[].operation_data.maintainable | BIM/MEP/O&M | Pending
8ca2d6f4-d861-493a-9fba-47ec40dd32b8 | Water Cooled Chiller 01 | IfcEnergyConversionDevice | LOI_Operation_Maintenance | operation_data.criticality | Medium | text |  | JSON/COBie/IFC | Yes | assets[].operation_data.criticality | BIM/MEP/O&M | Pending
8ca2d6f4-d861-493a-9fba-47ec40dd32b8 | Water Cooled Chiller 01 | IfcEnergyConversionDevice | LOI_Operation_Maintenance | operation_data.expected_life_years | 15 | number |  | JSON/COBie/IFC | Conditional | assets[].operation_data.expected_life_years | BIM/MEP/O&M | Pending
8ca2d6f4-d861-493a-9fba-47ec40dd32b8 | Water Cooled Chiller 01 | IfcEnergyConversionDevice | LOI_Operation_Maintenance | operation_data.maintenance_strategy | preventive_and_condition_based | text |  | JSON/COBie/IFC | Yes | assets[].operation_data.maintenance_strategy | BIM/MEP/O&M | Pending
8ca2d6f4-d861-493a-9fba-47ec40dd32b8 | Water Cooled Chiller 01 | IfcEnergyConversionDevice | LOI_Operation_Maintenance | operation_data.cmms_asset_id | CMMS-CHILLER-001 | text |  | JSON/COBie/IFC | Yes | assets[].operation_data.cmms_asset_id | BIM/MEP/O&M | Pending
8ca2d6f4-d861-493a-9fba-47ec40dd32b8 | Water Cooled Chiller 01 | IfcEnergyConversionDevice | LOI_Operation_Maintenance | operation_data.spare_part_group | SPARE-CHILLER-PLANT | text |  | JSON/COBie/IFC | Conditional | assets[].operation_data.spare_part_group | BIM/MEP/O&M | Pending
8ca2d6f4-d861-493a-9fba-47ec40dd32b8 | Water Cooled Chiller 01 | IfcEnergyConversionDevice | LOI_Operation_Maintenance | operation_data.manual_url | https://example.com/om_manuals/CHILLER-001.pdf | text |  | JSON/COBie/IFC | Conditional | assets[].operation_data.manual_url | BIM/MEP/O&M | Pending
8ca2d6f4-d861-493a-9fba-47ec40dd32b8 | Water Cooled Chiller 01 | IfcEnergyConversionDevice | DTP_Metadata | digital_twin.dt_entity_type | asset | text |  | JSON/COBie/IFC | Conditional | assets[].digital_twin.dt_entity_type | BIM/MEP/O&M | Pending
8ca2d6f4-d861-493a-9fba-47ec40dd32b8 | Water Cooled Chiller 01 | IfcEnergyConversionDevice | DTP_Metadata | digital_twin.state_source | BMS/IoT/CMMS | text |  | JSON/COBie/IFC | Conditional | assets[].digital_twin.state_source | BIM/MEP/O&M | Pending
8ca2d6f4-d861-493a-9fba-47ec40dd32b8 | Water Cooled Chiller 01 | IfcEnergyConversionDevice | DTP_Metadata | digital_twin.realtime_enabled | TRUE | boolean |  | JSON/COBie/IFC | Conditional | assets[].digital_twin.realtime_enabled | BIM/MEP/O&M | Pending
8ca2d6f4-d861-493a-9fba-47ec40dd32b8 | Water Cooled Chiller 01 | IfcEnergyConversionDevice | DTP_Metadata | digital_twin.history_enabled | TRUE | boolean |  | JSON/COBie/IFC | Conditional | assets[].digital_twin.history_enabled | BIM/MEP/O&M | Pending
8ca2d6f4-d861-493a-9fba-47ec40dd32b8 | Water Cooled Chiller 01 | IfcEnergyConversionDevice | DTP_Metadata | digital_twin.visual_selectable | TRUE | boolean |  | JSON/COBie/IFC | Conditional | assets[].digital_twin.visual_selectable | BIM/MEP/O&M | Pending
8ca2d6f4-d861-493a-9fba-47ec40dd32b8 | Water Cooled Chiller 01 | IfcEnergyConversionDevice | DTP_Metadata | digital_twin.visual_highlight_layer | LAYER-ASSET-HVAC | text |  | JSON/COBie/IFC | Conditional | assets[].digital_twin.visual_highlight_layer | BIM/MEP/O&M | Pending
8ca2d6f4-d861-493a-9fba-47ec40dd32b8 | Water Cooled Chiller 01 | IfcEnergyConversionDevice | Asset_Metadata | tags[0] | hvac | text |  | JSON/COBie/IFC | Conditional | assets[].tags[0] | BIM/MEP/O&M | Pending
8ca2d6f4-d861-493a-9fba-47ec40dd32b8 | Water Cooled Chiller 01 | IfcEnergyConversionDevice | Asset_Metadata | tags[1] | chiller_plant | text |  | JSON/COBie/IFC | Conditional | assets[].tags[1] | BIM/MEP/O&M | Pending
8ca2d6f4-d861-493a-9fba-47ec40dd32b8 | Water Cooled Chiller 01 | IfcEnergyConversionDevice | Asset_Metadata | tags[2] | watercooledchiller | text |  | JSON/COBie/IFC | Conditional | assets[].tags[2] | BIM/MEP/O&M | Pending
75256b8d-7566-435b-ad6f-fe431c268384 | Water Cooled Chiller 02 | IfcEnergyConversionDevice | Asset_Metadata | asset_id | CHILLER-002 | text |  | JSON/COBie/IFC | Yes | assets[].asset_id | BIM/MEP/O&M | Pending
75256b8d-7566-435b-ad6f-fe431c268384 | Water Cooled Chiller 02 | IfcEnergyConversionDevice | Asset_Metadata | asset_name | Water Cooled Chiller 02 | text |  | JSON/COBie/IFC | Yes | assets[].asset_name | BIM/MEP/O&M | Pending
75256b8d-7566-435b-ad6f-fe431c268384 | Water Cooled Chiller 02 | IfcEnergyConversionDevice | Asset_Metadata | asset_status | in_service | text |  | JSON/COBie/IFC | Conditional | assets[].asset_status | BIM/MEP/O&M | Pending
75256b8d-7566-435b-ad6f-fe431c268384 | Water Cooled Chiller 02 | IfcEnergyConversionDevice | Asset_Metadata | system | HVAC | text |  | JSON/COBie/IFC | Yes | assets[].system | BIM/MEP/O&M | Pending
75256b8d-7566-435b-ad6f-fe431c268384 | Water Cooled Chiller 02 | IfcEnergyConversionDevice | Asset_Metadata | discipline | MEP | text |  | JSON/COBie/IFC | Conditional | assets[].discipline | BIM/MEP/O&M | Pending
75256b8d-7566-435b-ad6f-fe431c268384 | Water Cooled Chiller 02 | IfcEnergyConversionDevice | Asset_Metadata | category | Chiller Plant | text |  | JSON/COBie/IFC | Conditional | assets[].category | BIM/MEP/O&M | Pending
75256b8d-7566-435b-ad6f-fe431c268384 | Water Cooled Chiller 02 | IfcEnergyConversionDevice | Asset_Metadata | asset_type | WaterCooledChiller | text |  | JSON/COBie/IFC | Yes | assets[].asset_type | BIM/MEP/O&M | Pending
75256b8d-7566-435b-ad6f-fe431c268384 | Water Cooled Chiller 02 | IfcEnergyConversionDevice | LOI_Classification | classification.uniclass_code | placeholder | text |  | JSON/COBie/IFC | Yes | assets[].classification.uniclass_code | BIM/MEP/O&M | Pending
75256b8d-7566-435b-ad6f-fe431c268384 | Water Cooled Chiller 02 | IfcEnergyConversionDevice | LOI_Classification | classification.omniclass_code | placeholder | text |  | JSON/COBie/IFC | Yes | assets[].classification.omniclass_code | BIM/MEP/O&M | Pending
75256b8d-7566-435b-ad6f-fe431c268384 | Water Cooled Chiller 02 | IfcEnergyConversionDevice | LOI_Classification | classification.local_classification | HVAC/Chiller Plant/WaterCooledChiller | text |  | JSON/COBie/IFC | Conditional | assets[].classification.local_classification | BIM/MEP/O&M | Pending
75256b8d-7566-435b-ad6f-fe431c268384 | Water Cooled Chiller 02 | IfcEnergyConversionDevice | LOI_Location | location.facility_id | FAC-OFFICE-TOWER-A | text |  | JSON/COBie/IFC | Conditional | assets[].location.facility_id | BIM/MEP/O&M | Pending
75256b8d-7566-435b-ad6f-fe431c268384 | Water Cooled Chiller 02 | IfcEnergyConversionDevice | LOI_Location | location.floor_id | FL-B1 | text |  | JSON/COBie/IFC | Yes | assets[].location.floor_id | BIM/MEP/O&M | Pending
75256b8d-7566-435b-ad6f-fe431c268384 | Water Cooled Chiller 02 | IfcEnergyConversionDevice | LOI_Location | location.space_id | SP-B1-CHILLER | text |  | JSON/COBie/IFC | Yes | assets[].location.space_id | BIM/MEP/O&M | Pending
75256b8d-7566-435b-ad6f-fe431c268384 | Water Cooled Chiller 02 | IfcEnergyConversionDevice | LOI_Location | location.zone_id | ZONE-HVAC-B1-PLANT | text |  | JSON/COBie/IFC | Conditional | assets[].location.zone_id | BIM/MEP/O&M | Pending
75256b8d-7566-435b-ad6f-fe431c268384 | Water Cooled Chiller 02 | IfcEnergyConversionDevice | IFC_Core | bim_mapping.ifc_guid | 75256b8d-7566-435b-ad6f-fe431c268384 | text |  | JSON/COBie/IFC | Yes | assets[].bim_mapping.ifc_guid | BIM/MEP/O&M | Pending
75256b8d-7566-435b-ad6f-fe431c268384 | Water Cooled Chiller 02 | IfcEnergyConversionDevice | IFC_Core | bim_mapping.ifc_entity | IfcEnergyConversionDevice | text |  | JSON/COBie/IFC | Conditional | assets[].bim_mapping.ifc_entity | BIM/MEP/O&M | Pending
75256b8d-7566-435b-ad6f-fe431c268384 | Water Cooled Chiller 02 | IfcEnergyConversionDevice | IFC_Core | bim_mapping.ifc_name | Water Cooled Chiller 02 | text |  | JSON/COBie/IFC | Conditional | assets[].bim_mapping.ifc_name | BIM/MEP/O&M | Pending
75256b8d-7566-435b-ad6f-fe431c268384 | Water Cooled Chiller 02 | IfcEnergyConversionDevice | IFC_Core | bim_mapping.source_model_id | IFC-MEP-001 | text |  | JSON/COBie/IFC | Conditional | assets[].bim_mapping.source_model_id | BIM/MEP/O&M | Pending
75256b8d-7566-435b-ad6f-fe431c268384 | Water Cooled Chiller 02 | IfcEnergyConversionDevice | IFC_Core | bim_mapping.global_id_locked | TRUE | boolean |  | JSON/COBie/IFC | Conditional | assets[].bim_mapping.global_id_locked | BIM/MEP/O&M | Pending
75256b8d-7566-435b-ad6f-fe431c268384 | Water Cooled Chiller 02 | IfcEnergyConversionDevice | Asset_Metadata | cobie_mapping.component_name | CHILLER-002 | text |  | JSON/COBie/IFC | Conditional | assets[].cobie_mapping.component_name | BIM/MEP/O&M | Pending
75256b8d-7566-435b-ad6f-fe431c268384 | Water Cooled Chiller 02 | IfcEnergyConversionDevice | Asset_Metadata | cobie_mapping.type_name | WaterCooledChiller | text |  | JSON/COBie/IFC | Conditional | assets[].cobie_mapping.type_name | BIM/MEP/O&M | Pending
75256b8d-7566-435b-ad6f-fe431c268384 | Water Cooled Chiller 02 | IfcEnergyConversionDevice | Asset_Metadata | cobie_mapping.system_name | HVAC | text |  | JSON/COBie/IFC | Conditional | assets[].cobie_mapping.system_name | BIM/MEP/O&M | Pending
75256b8d-7566-435b-ad6f-fe431c268384 | Water Cooled Chiller 02 | IfcEnergyConversionDevice | Asset_Metadata | cobie_mapping.space_name | SP-B1-CHILLER | text |  | JSON/COBie/IFC | Conditional | assets[].cobie_mapping.space_name | BIM/MEP/O&M | Pending
75256b8d-7566-435b-ad6f-fe431c268384 | Water Cooled Chiller 02 | IfcEnergyConversionDevice | LOI_Manufacturer | manufacturer_data.manufacturer | Carrier | text |  | JSON/COBie/IFC | Yes | assets[].manufacturer_data.manufacturer | BIM/MEP/O&M | Pending
75256b8d-7566-435b-ad6f-fe431c268384 | Water Cooled Chiller 02 | IfcEnergyConversionDevice | LOI_Manufacturer | manufacturer_data.model | 19XR | text |  | JSON/COBie/IFC | Yes | assets[].manufacturer_data.model | BIM/MEP/O&M | Pending
75256b8d-7566-435b-ad6f-fe431c268384 | Water Cooled Chiller 02 | IfcEnergyConversionDevice | LOI_Manufacturer | manufacturer_data.serial_number | SN-CHILLER-002 | text |  | JSON/COBie/IFC | Yes | assets[].manufacturer_data.serial_number | BIM/MEP/O&M | Pending
75256b8d-7566-435b-ad6f-fe431c268384 | Water Cooled Chiller 02 | IfcEnergyConversionDevice | LOI_Manufacturer | manufacturer_data.installation_date | 2026-05-15 | text |  | JSON/COBie/IFC | Conditional | assets[].manufacturer_data.installation_date | BIM/MEP/O&M | Pending
75256b8d-7566-435b-ad6f-fe431c268384 | Water Cooled Chiller 02 | IfcEnergyConversionDevice | LOI_Manufacturer | manufacturer_data.warranty_start_date | 2026-06-01 | text |  | JSON/COBie/IFC | Conditional | assets[].manufacturer_data.warranty_start_date | BIM/MEP/O&M | Pending
75256b8d-7566-435b-ad6f-fe431c268384 | Water Cooled Chiller 02 | IfcEnergyConversionDevice | LOI_Manufacturer | manufacturer_data.warranty_end_date | 2028-06-01 | text |  | JSON/COBie/IFC | Conditional | assets[].manufacturer_data.warranty_end_date | BIM/MEP/O&M | Pending
75256b8d-7566-435b-ad6f-fe431c268384 | Water Cooled Chiller 02 | IfcEnergyConversionDevice | LOI_Operation_Maintenance | operation_data.maintainable | TRUE | boolean |  | JSON/COBie/IFC | Conditional | assets[].operation_data.maintainable | BIM/MEP/O&M | Pending
75256b8d-7566-435b-ad6f-fe431c268384 | Water Cooled Chiller 02 | IfcEnergyConversionDevice | LOI_Operation_Maintenance | operation_data.criticality | Medium | text |  | JSON/COBie/IFC | Yes | assets[].operation_data.criticality | BIM/MEP/O&M | Pending
75256b8d-7566-435b-ad6f-fe431c268384 | Water Cooled Chiller 02 | IfcEnergyConversionDevice | LOI_Operation_Maintenance | operation_data.expected_life_years | 15 | number |  | JSON/COBie/IFC | Conditional | assets[].operation_data.expected_life_years | BIM/MEP/O&M | Pending
75256b8d-7566-435b-ad6f-fe431c268384 | Water Cooled Chiller 02 | IfcEnergyConversionDevice | LOI_Operation_Maintenance | operation_data.maintenance_strategy | preventive_and_condition_based | text |  | JSON/COBie/IFC | Yes | assets[].operation_data.maintenance_strategy | BIM/MEP/O&M | Pending
75256b8d-7566-435b-ad6f-fe431c268384 | Water Cooled Chiller 02 | IfcEnergyConversionDevice | LOI_Operation_Maintenance | operation_data.cmms_asset_id | CMMS-CHILLER-002 | text |  | JSON/COBie/IFC | Yes | assets[].operation_data.cmms_asset_id | BIM/MEP/O&M | Pending
75256b8d-7566-435b-ad6f-fe431c268384 | Water Cooled Chiller 02 | IfcEnergyConversionDevice | LOI_Operation_Maintenance | operation_data.spare_part_group | SPARE-CHILLER-PLANT | text |  | JSON/COBie/IFC | Conditional | assets[].operation_data.spare_part_group | BIM/MEP/O&M | Pending
75256b8d-7566-435b-ad6f-fe431c268384 | Water Cooled Chiller 02 | IfcEnergyConversionDevice | LOI_Operation_Maintenance | operation_data.manual_url | https://example.com/om_manuals/CHILLER-002.pdf | text |  | JSON/COBie/IFC | Conditional | assets[].operation_data.manual_url | BIM/MEP/O&M | Pending
75256b8d-7566-435b-ad6f-fe431c268384 | Water Cooled Chiller 02 | IfcEnergyConversionDevice | DTP_Metadata | digital_twin.dt_entity_type | asset | text |  | JSON/COBie/IFC | Conditional | assets[].digital_twin.dt_entity_type | BIM/MEP/O&M | Pending
75256b8d-7566-435b-ad6f-fe431c268384 | Water Cooled Chiller 02 | IfcEnergyConversionDevice | DTP_Metadata | digital_twin.state_source | BMS/IoT/CMMS | text |  | JSON/COBie/IFC | Conditional | assets[].digital_twin.state_source | BIM/MEP/O&M | Pending
75256b8d-7566-435b-ad6f-fe431c268384 | Water Cooled Chiller 02 | IfcEnergyConversionDevice | DTP_Metadata | digital_twin.realtime_enabled | TRUE | boolean |  | JSON/COBie/IFC | Conditional | assets[].digital_twin.realtime_enabled | BIM/MEP/O&M | Pending
75256b8d-7566-435b-ad6f-fe431c268384 | Water Cooled Chiller 02 | IfcEnergyConversionDevice | DTP_Metadata | digital_twin.history_enabled | TRUE | boolean |  | JSON/COBie/IFC | Conditional | assets[].digital_twin.history_enabled | BIM/MEP/O&M | Pending
75256b8d-7566-435b-ad6f-fe431c268384 | Water Cooled Chiller 02 | IfcEnergyConversionDevice | DTP_Metadata | digital_twin.visual_selectable | TRUE | boolean |  | JSON/COBie/IFC | Conditional | assets[].digital_twin.visual_selectable | BIM/MEP/O&M | Pending
75256b8d-7566-435b-ad6f-fe431c268384 | Water Cooled Chiller 02 | IfcEnergyConversionDevice | DTP_Metadata | digital_twin.visual_highlight_layer | LAYER-ASSET-HVAC | text |  | JSON/COBie/IFC | Conditional | assets[].digital_twin.visual_highlight_layer | BIM/MEP/O&M | Pending
75256b8d-7566-435b-ad6f-fe431c268384 | Water Cooled Chiller 02 | IfcEnergyConversionDevice | Asset_Metadata | tags[0] | hvac | text |  | JSON/COBie/IFC | Conditional | assets[].tags[0] | BIM/MEP/O&M | Pending
75256b8d-7566-435b-ad6f-fe431c268384 | Water Cooled Chiller 02 | IfcEnergyConversionDevice | Asset_Metadata | tags[1] | chiller_plant | text |  | JSON/COBie/IFC | Conditional | assets[].tags[1] | BIM/MEP/O&M | Pending
75256b8d-7566-435b-ad6f-fe431c268384 | Water Cooled Chiller 02 | IfcEnergyConversionDevice | Asset_Metadata | tags[2] | watercooledchiller | text |  | JSON/COBie/IFC | Conditional | assets[].tags[2] | BIM/MEP/O&M | Pending
e3b13a4f-0f77-4d61-942e-fb0d2b746d10 | Chilled Water Pump 01 | IfcFlowMovingDevice | Asset_Metadata | asset_id | CHWP-001 | text |  | JSON/COBie/IFC | Yes | assets[].asset_id | BIM/MEP/O&M | Pending
e3b13a4f-0f77-4d61-942e-fb0d2b746d10 | Chilled Water Pump 01 | IfcFlowMovingDevice | Asset_Metadata | asset_name | Chilled Water Pump 01 | text |  | JSON/COBie/IFC | Yes | assets[].asset_name | BIM/MEP/O&M | Pending
e3b13a4f-0f77-4d61-942e-fb0d2b746d10 | Chilled Water Pump 01 | IfcFlowMovingDevice | Asset_Metadata | asset_status | in_service | text |  | JSON/COBie/IFC | Conditional | assets[].asset_status | BIM/MEP/O&M | Pending
e3b13a4f-0f77-4d61-942e-fb0d2b746d10 | Chilled Water Pump 01 | IfcFlowMovingDevice | Asset_Metadata | system | HVAC | text |  | JSON/COBie/IFC | Yes | assets[].system | BIM/MEP/O&M | Pending
e3b13a4f-0f77-4d61-942e-fb0d2b746d10 | Chilled Water Pump 01 | IfcFlowMovingDevice | Asset_Metadata | discipline | MEP | text |  | JSON/COBie/IFC | Conditional | assets[].discipline | BIM/MEP/O&M | Pending
e3b13a4f-0f77-4d61-942e-fb0d2b746d10 | Chilled Water Pump 01 | IfcFlowMovingDevice | Asset_Metadata | category | Pump | text |  | JSON/COBie/IFC | Conditional | assets[].category | BIM/MEP/O&M | Pending
e3b13a4f-0f77-4d61-942e-fb0d2b746d10 | Chilled Water Pump 01 | IfcFlowMovingDevice | Asset_Metadata | asset_type | ChilledWaterPump | text |  | JSON/COBie/IFC | Yes | assets[].asset_type | BIM/MEP/O&M | Pending
e3b13a4f-0f77-4d61-942e-fb0d2b746d10 | Chilled Water Pump 01 | IfcFlowMovingDevice | LOI_Classification | classification.uniclass_code | placeholder | text |  | JSON/COBie/IFC | Yes | assets[].classification.uniclass_code | BIM/MEP/O&M | Pending
e3b13a4f-0f77-4d61-942e-fb0d2b746d10 | Chilled Water Pump 01 | IfcFlowMovingDevice | LOI_Classification | classification.omniclass_code | placeholder | text |  | JSON/COBie/IFC | Yes | assets[].classification.omniclass_code | BIM/MEP/O&M | Pending
e3b13a4f-0f77-4d61-942e-fb0d2b746d10 | Chilled Water Pump 01 | IfcFlowMovingDevice | LOI_Classification | classification.local_classification | HVAC/Pump/ChilledWaterPump | text |  | JSON/COBie/IFC | Conditional | assets[].classification.local_classification | BIM/MEP/O&M | Pending
e3b13a4f-0f77-4d61-942e-fb0d2b746d10 | Chilled Water Pump 01 | IfcFlowMovingDevice | LOI_Location | location.facility_id | FAC-OFFICE-TOWER-A | text |  | JSON/COBie/IFC | Conditional | assets[].location.facility_id | BIM/MEP/O&M | Pending
e3b13a4f-0f77-4d61-942e-fb0d2b746d10 | Chilled Water Pump 01 | IfcFlowMovingDevice | LOI_Location | location.floor_id | FL-B1 | text |  | JSON/COBie/IFC | Yes | assets[].location.floor_id | BIM/MEP/O&M | Pending
e3b13a4f-0f77-4d61-942e-fb0d2b746d10 | Chilled Water Pump 01 | IfcFlowMovingDevice | LOI_Location | location.space_id | SP-B1-CHILLER | text |  | JSON/COBie/IFC | Yes | assets[].location.space_id | BIM/MEP/O&M | Pending
e3b13a4f-0f77-4d61-942e-fb0d2b746d10 | Chilled Water Pump 01 | IfcFlowMovingDevice | LOI_Location | location.zone_id | ZONE-HVAC-B1-PLANT | text |  | JSON/COBie/IFC | Conditional | assets[].location.zone_id | BIM/MEP/O&M | Pending
e3b13a4f-0f77-4d61-942e-fb0d2b746d10 | Chilled Water Pump 01 | IfcFlowMovingDevice | IFC_Core | bim_mapping.ifc_guid | e3b13a4f-0f77-4d61-942e-fb0d2b746d10 | text |  | JSON/COBie/IFC | Yes | assets[].bim_mapping.ifc_guid | BIM/MEP/O&M | Pending
e3b13a4f-0f77-4d61-942e-fb0d2b746d10 | Chilled Water Pump 01 | IfcFlowMovingDevice | IFC_Core | bim_mapping.ifc_entity | IfcFlowMovingDevice | text |  | JSON/COBie/IFC | Conditional | assets[].bim_mapping.ifc_entity | BIM/MEP/O&M | Pending
e3b13a4f-0f77-4d61-942e-fb0d2b746d10 | Chilled Water Pump 01 | IfcFlowMovingDevice | IFC_Core | bim_mapping.ifc_name | Chilled Water Pump 01 | text |  | JSON/COBie/IFC | Conditional | assets[].bim_mapping.ifc_name | BIM/MEP/O&M | Pending
e3b13a4f-0f77-4d61-942e-fb0d2b746d10 | Chilled Water Pump 01 | IfcFlowMovingDevice | IFC_Core | bim_mapping.source_model_id | IFC-MEP-001 | text |  | JSON/COBie/IFC | Conditional | assets[].bim_mapping.source_model_id | BIM/MEP/O&M | Pending
e3b13a4f-0f77-4d61-942e-fb0d2b746d10 | Chilled Water Pump 01 | IfcFlowMovingDevice | IFC_Core | bim_mapping.global_id_locked | TRUE | boolean |  | JSON/COBie/IFC | Conditional | assets[].bim_mapping.global_id_locked | BIM/MEP/O&M | Pending
e3b13a4f-0f77-4d61-942e-fb0d2b746d10 | Chilled Water Pump 01 | IfcFlowMovingDevice | Asset_Metadata | cobie_mapping.component_name | CHWP-001 | text |  | JSON/COBie/IFC | Conditional | assets[].cobie_mapping.component_name | BIM/MEP/O&M | Pending
e3b13a4f-0f77-4d61-942e-fb0d2b746d10 | Chilled Water Pump 01 | IfcFlowMovingDevice | Asset_Metadata | cobie_mapping.type_name | ChilledWaterPump | text |  | JSON/COBie/IFC | Conditional | assets[].cobie_mapping.type_name | BIM/MEP/O&M | Pending
e3b13a4f-0f77-4d61-942e-fb0d2b746d10 | Chilled Water Pump 01 | IfcFlowMovingDevice | Asset_Metadata | cobie_mapping.system_name | HVAC | text |  | JSON/COBie/IFC | Conditional | assets[].cobie_mapping.system_name | BIM/MEP/O&M | Pending
e3b13a4f-0f77-4d61-942e-fb0d2b746d10 | Chilled Water Pump 01 | IfcFlowMovingDevice | Asset_Metadata | cobie_mapping.space_name | SP-B1-CHILLER | text |  | JSON/COBie/IFC | Conditional | assets[].cobie_mapping.space_name | BIM/MEP/O&M | Pending
e3b13a4f-0f77-4d61-942e-fb0d2b746d10 | Chilled Water Pump 01 | IfcFlowMovingDevice | LOI_Manufacturer | manufacturer_data.manufacturer | Grundfos | text |  | JSON/COBie/IFC | Yes | assets[].manufacturer_data.manufacturer | BIM/MEP/O&M | Pending
e3b13a4f-0f77-4d61-942e-fb0d2b746d10 | Chilled Water Pump 01 | IfcFlowMovingDevice | LOI_Manufacturer | manufacturer_data.model | NB | text |  | JSON/COBie/IFC | Yes | assets[].manufacturer_data.model | BIM/MEP/O&M | Pending
e3b13a4f-0f77-4d61-942e-fb0d2b746d10 | Chilled Water Pump 01 | IfcFlowMovingDevice | LOI_Manufacturer | manufacturer_data.serial_number | SN-CHWP-001 | text |  | JSON/COBie/IFC | Yes | assets[].manufacturer_data.serial_number | BIM/MEP/O&M | Pending
e3b13a4f-0f77-4d61-942e-fb0d2b746d10 | Chilled Water Pump 01 | IfcFlowMovingDevice | LOI_Manufacturer | manufacturer_data.installation_date | 2026-05-15 | text |  | JSON/COBie/IFC | Conditional | assets[].manufacturer_data.installation_date | BIM/MEP/O&M | Pending
e3b13a4f-0f77-4d61-942e-fb0d2b746d10 | Chilled Water Pump 01 | IfcFlowMovingDevice | LOI_Manufacturer | manufacturer_data.warranty_start_date | 2026-06-01 | text |  | JSON/COBie/IFC | Conditional | assets[].manufacturer_data.warranty_start_date | BIM/MEP/O&M | Pending
e3b13a4f-0f77-4d61-942e-fb0d2b746d10 | Chilled Water Pump 01 | IfcFlowMovingDevice | LOI_Manufacturer | manufacturer_data.warranty_end_date | 2028-06-01 | text |  | JSON/COBie/IFC | Conditional | assets[].manufacturer_data.warranty_end_date | BIM/MEP/O&M | Pending
e3b13a4f-0f77-4d61-942e-fb0d2b746d10 | Chilled Water Pump 01 | IfcFlowMovingDevice | LOI_Operation_Maintenance | operation_data.maintainable | TRUE | boolean |  | JSON/COBie/IFC | Conditional | assets[].operation_data.maintainable | BIM/MEP/O&M | Pending
e3b13a4f-0f77-4d61-942e-fb0d2b746d10 | Chilled Water Pump 01 | IfcFlowMovingDevice | LOI_Operation_Maintenance | operation_data.criticality | Medium | text |  | JSON/COBie/IFC | Yes | assets[].operation_data.criticality | BIM/MEP/O&M | Pending
e3b13a4f-0f77-4d61-942e-fb0d2b746d10 | Chilled Water Pump 01 | IfcFlowMovingDevice | LOI_Operation_Maintenance | operation_data.expected_life_years | 15 | number |  | JSON/COBie/IFC | Conditional | assets[].operation_data.expected_life_years | BIM/MEP/O&M | Pending
e3b13a4f-0f77-4d61-942e-fb0d2b746d10 | Chilled Water Pump 01 | IfcFlowMovingDevice | LOI_Operation_Maintenance | operation_data.maintenance_strategy | preventive_and_condition_based | text |  | JSON/COBie/IFC | Yes | assets[].operation_data.maintenance_strategy | BIM/MEP/O&M | Pending
e3b13a4f-0f77-4d61-942e-fb0d2b746d10 | Chilled Water Pump 01 | IfcFlowMovingDevice | LOI_Operation_Maintenance | operation_data.cmms_asset_id | CMMS-CHWP-001 | text |  | JSON/COBie/IFC | Yes | assets[].operation_data.cmms_asset_id | BIM/MEP/O&M | Pending
e3b13a4f-0f77-4d61-942e-fb0d2b746d10 | Chilled Water Pump 01 | IfcFlowMovingDevice | LOI_Operation_Maintenance | operation_data.spare_part_group | SPARE-PUMP | text |  | JSON/COBie/IFC | Conditional | assets[].operation_data.spare_part_group | BIM/MEP/O&M | Pending
e3b13a4f-0f77-4d61-942e-fb0d2b746d10 | Chilled Water Pump 01 | IfcFlowMovingDevice | LOI_Operation_Maintenance | operation_data.manual_url | https://example.com/om_manuals/CHWP-001.pdf | text |  | JSON/COBie/IFC | Conditional | assets[].operation_data.manual_url | BIM/MEP/O&M | Pending
e3b13a4f-0f77-4d61-942e-fb0d2b746d10 | Chilled Water Pump 01 | IfcFlowMovingDevice | DTP_Metadata | digital_twin.dt_entity_type | asset | text |  | JSON/COBie/IFC | Conditional | assets[].digital_twin.dt_entity_type | BIM/MEP/O&M | Pending
e3b13a4f-0f77-4d61-942e-fb0d2b746d10 | Chilled Water Pump 01 | IfcFlowMovingDevice | DTP_Metadata | digital_twin.state_source | BMS/IoT/CMMS | text |  | JSON/COBie/IFC | Conditional | assets[].digital_twin.state_source | BIM/MEP/O&M | Pending
e3b13a4f-0f77-4d61-942e-fb0d2b746d10 | Chilled Water Pump 01 | IfcFlowMovingDevice | DTP_Metadata | digital_twin.realtime_enabled | TRUE | boolean |  | JSON/COBie/IFC | Conditional | assets[].digital_twin.realtime_enabled | BIM/MEP/O&M | Pending
e3b13a4f-0f77-4d61-942e-fb0d2b746d10 | Chilled Water Pump 01 | IfcFlowMovingDevice | DTP_Metadata | digital_twin.history_enabled | TRUE | boolean |  | JSON/COBie/IFC | Conditional | assets[].digital_twin.history_enabled | BIM/MEP/O&M | Pending
e3b13a4f-0f77-4d61-942e-fb0d2b746d10 | Chilled Water Pump 01 | IfcFlowMovingDevice | DTP_Metadata | digital_twin.visual_selectable | TRUE | boolean |  | JSON/COBie/IFC | Conditional | assets[].digital_twin.visual_selectable | BIM/MEP/O&M | Pending
e3b13a4f-0f77-4d61-942e-fb0d2b746d10 | Chilled Water Pump 01 | IfcFlowMovingDevice | DTP_Metadata | digital_twin.visual_highlight_layer | LAYER-ASSET-HVAC | text |  | JSON/COBie/IFC | Conditional | assets[].digital_twin.visual_highlight_layer | BIM/MEP/O&M | Pending
e3b13a4f-0f77-4d61-942e-fb0d2b746d10 | Chilled Water Pump 01 | IfcFlowMovingDevice | Asset_Metadata | tags[0] | hvac | text |  | JSON/COBie/IFC | Conditional | assets[].tags[0] | BIM/MEP/O&M | Pending
e3b13a4f-0f77-4d61-942e-fb0d2b746d10 | Chilled Water Pump 01 | IfcFlowMovingDevice | Asset_Metadata | tags[1] | pump | text |  | JSON/COBie/IFC | Conditional | assets[].tags[1] | BIM/MEP/O&M | Pending
e3b13a4f-0f77-4d61-942e-fb0d2b746d10 | Chilled Water Pump 01 | IfcFlowMovingDevice | Asset_Metadata | tags[2] | chilledwaterpump | text |  | JSON/COBie/IFC | Conditional | assets[].tags[2] | BIM/MEP/O&M | Pending
375672b9-c998-4f82-b686-68049252540f | Chilled Water Pump 02 | IfcFlowMovingDevice | Asset_Metadata | asset_id | CHWP-002 | text |  | JSON/COBie/IFC | Yes | assets[].asset_id | BIM/MEP/O&M | Pending
375672b9-c998-4f82-b686-68049252540f | Chilled Water Pump 02 | IfcFlowMovingDevice | Asset_Metadata | asset_name | Chilled Water Pump 02 | text |  | JSON/COBie/IFC | Yes | assets[].asset_name | BIM/MEP/O&M | Pending
375672b9-c998-4f82-b686-68049252540f | Chilled Water Pump 02 | IfcFlowMovingDevice | Asset_Metadata | asset_status | in_service | text |  | JSON/COBie/IFC | Conditional | assets[].asset_status | BIM/MEP/O&M | Pending
375672b9-c998-4f82-b686-68049252540f | Chilled Water Pump 02 | IfcFlowMovingDevice | Asset_Metadata | system | HVAC | text |  | JSON/COBie/IFC | Yes | assets[].system | BIM/MEP/O&M | Pending
375672b9-c998-4f82-b686-68049252540f | Chilled Water Pump 02 | IfcFlowMovingDevice | Asset_Metadata | discipline | MEP | text |  | JSON/COBie/IFC | Conditional | assets[].discipline | BIM/MEP/O&M | Pending
375672b9-c998-4f82-b686-68049252540f | Chilled Water Pump 02 | IfcFlowMovingDevice | Asset_Metadata | category | Pump | text |  | JSON/COBie/IFC | Conditional | assets[].category | BIM/MEP/O&M | Pending
375672b9-c998-4f82-b686-68049252540f | Chilled Water Pump 02 | IfcFlowMovingDevice | Asset_Metadata | asset_type | ChilledWaterPump | text |  | JSON/COBie/IFC | Yes | assets[].asset_type | BIM/MEP/O&M | Pending
375672b9-c998-4f82-b686-68049252540f | Chilled Water Pump 02 | IfcFlowMovingDevice | LOI_Classification | classification.uniclass_code | placeholder | text |  | JSON/COBie/IFC | Yes | assets[].classification.uniclass_code | BIM/MEP/O&M | Pending
375672b9-c998-4f82-b686-68049252540f | Chilled Water Pump 02 | IfcFlowMovingDevice | LOI_Classification | classification.omniclass_code | placeholder | text |  | JSON/COBie/IFC | Yes | assets[].classification.omniclass_code | BIM/MEP/O&M | Pending
375672b9-c998-4f82-b686-68049252540f | Chilled Water Pump 02 | IfcFlowMovingDevice | LOI_Classification | classification.local_classification | HVAC/Pump/ChilledWaterPump | text |  | JSON/COBie/IFC | Conditional | assets[].classification.local_classification | BIM/MEP/O&M | Pending
375672b9-c998-4f82-b686-68049252540f | Chilled Water Pump 02 | IfcFlowMovingDevice | LOI_Location | location.facility_id | FAC-OFFICE-TOWER-A | text |  | JSON/COBie/IFC | Conditional | assets[].location.facility_id | BIM/MEP/O&M | Pending
375672b9-c998-4f82-b686-68049252540f | Chilled Water Pump 02 | IfcFlowMovingDevice | LOI_Location | location.floor_id | FL-B1 | text |  | JSON/COBie/IFC | Yes | assets[].location.floor_id | BIM/MEP/O&M | Pending
375672b9-c998-4f82-b686-68049252540f | Chilled Water Pump 02 | IfcFlowMovingDevice | LOI_Location | location.space_id | SP-B1-CHILLER | text |  | JSON/COBie/IFC | Yes | assets[].location.space_id | BIM/MEP/O&M | Pending
375672b9-c998-4f82-b686-68049252540f | Chilled Water Pump 02 | IfcFlowMovingDevice | LOI_Location | location.zone_id | ZONE-HVAC-B1-PLANT | text |  | JSON/COBie/IFC | Conditional | assets[].location.zone_id | BIM/MEP/O&M | Pending
375672b9-c998-4f82-b686-68049252540f | Chilled Water Pump 02 | IfcFlowMovingDevice | IFC_Core | bim_mapping.ifc_guid | 375672b9-c998-4f82-b686-68049252540f | text |  | JSON/COBie/IFC | Yes | assets[].bim_mapping.ifc_guid | BIM/MEP/O&M | Pending
375672b9-c998-4f82-b686-68049252540f | Chilled Water Pump 02 | IfcFlowMovingDevice | IFC_Core | bim_mapping.ifc_entity | IfcFlowMovingDevice | text |  | JSON/COBie/IFC | Conditional | assets[].bim_mapping.ifc_entity | BIM/MEP/O&M | Pending
375672b9-c998-4f82-b686-68049252540f | Chilled Water Pump 02 | IfcFlowMovingDevice | IFC_Core | bim_mapping.ifc_name | Chilled Water Pump 02 | text |  | JSON/COBie/IFC | Conditional | assets[].bim_mapping.ifc_name | BIM/MEP/O&M | Pending
375672b9-c998-4f82-b686-68049252540f | Chilled Water Pump 02 | IfcFlowMovingDevice | IFC_Core | bim_mapping.source_model_id | IFC-MEP-001 | text |  | JSON/COBie/IFC | Conditional | assets[].bim_mapping.source_model_id | BIM/MEP/O&M | Pending
375672b9-c998-4f82-b686-68049252540f | Chilled Water Pump 02 | IfcFlowMovingDevice | IFC_Core | bim_mapping.global_id_locked | TRUE | boolean |  | JSON/COBie/IFC | Conditional | assets[].bim_mapping.global_id_locked | BIM/MEP/O&M | Pending
375672b9-c998-4f82-b686-68049252540f | Chilled Water Pump 02 | IfcFlowMovingDevice | Asset_Metadata | cobie_mapping.component_name | CHWP-002 | text |  | JSON/COBie/IFC | Conditional | assets[].cobie_mapping.component_name | BIM/MEP/O&M | Pending
375672b9-c998-4f82-b686-68049252540f | Chilled Water Pump 02 | IfcFlowMovingDevice | Asset_Metadata | cobie_mapping.type_name | ChilledWaterPump | text |  | JSON/COBie/IFC | Conditional | assets[].cobie_mapping.type_name | BIM/MEP/O&M | Pending
375672b9-c998-4f82-b686-68049252540f | Chilled Water Pump 02 | IfcFlowMovingDevice | Asset_Metadata | cobie_mapping.system_name | HVAC | text |  | JSON/COBie/IFC | Conditional | assets[].cobie_mapping.system_name | BIM/MEP/O&M | Pending
375672b9-c998-4f82-b686-68049252540f | Chilled Water Pump 02 | IfcFlowMovingDevice | Asset_Metadata | cobie_mapping.space_name | SP-B1-CHILLER | text |  | JSON/COBie/IFC | Conditional | assets[].cobie_mapping.space_name | BIM/MEP/O&M | Pending
375672b9-c998-4f82-b686-68049252540f | Chilled Water Pump 02 | IfcFlowMovingDevice | LOI_Manufacturer | manufacturer_data.manufacturer | Grundfos | text |  | JSON/COBie/IFC | Yes | assets[].manufacturer_data.manufacturer | BIM/MEP/O&M | Pending
375672b9-c998-4f82-b686-68049252540f | Chilled Water Pump 02 | IfcFlowMovingDevice | LOI_Manufacturer | manufacturer_data.model | NB | text |  | JSON/COBie/IFC | Yes | assets[].manufacturer_data.model | BIM/MEP/O&M | Pending
375672b9-c998-4f82-b686-68049252540f | Chilled Water Pump 02 | IfcFlowMovingDevice | LOI_Manufacturer | manufacturer_data.serial_number | SN-CHWP-002 | text |  | JSON/COBie/IFC | Yes | assets[].manufacturer_data.serial_number | BIM/MEP/O&M | Pending
375672b9-c998-4f82-b686-68049252540f | Chilled Water Pump 02 | IfcFlowMovingDevice | LOI_Manufacturer | manufacturer_data.installation_date | 2026-05-15 | text |  | JSON/COBie/IFC | Conditional | assets[].manufacturer_data.installation_date | BIM/MEP/O&M | Pending
375672b9-c998-4f82-b686-68049252540f | Chilled Water Pump 02 | IfcFlowMovingDevice | LOI_Manufacturer | manufacturer_data.warranty_start_date | 2026-06-01 | text |  | JSON/COBie/IFC | Conditional | assets[].manufacturer_data.warranty_start_date | BIM/MEP/O&M | Pending
375672b9-c998-4f82-b686-68049252540f | Chilled Water Pump 02 | IfcFlowMovingDevice | LOI_Manufacturer | manufacturer_data.warranty_end_date | 2028-06-01 | text |  | JSON/COBie/IFC | Conditional | assets[].manufacturer_data.warranty_end_date | BIM/MEP/O&M | Pending
375672b9-c998-4f82-b686-68049252540f | Chilled Water Pump 02 | IfcFlowMovingDevice | LOI_Operation_Maintenance | operation_data.maintainable | TRUE | boolean |  | JSON/COBie/IFC | Conditional | assets[].operation_data.maintainable | BIM/MEP/O&M | Pending
375672b9-c998-4f82-b686-68049252540f | Chilled Water Pump 02 | IfcFlowMovingDevice | LOI_Operation_Maintenance | operation_data.criticality | Medium | text |  | JSON/COBie/IFC | Yes | assets[].operation_data.criticality | BIM/MEP/O&M | Pending
375672b9-c998-4f82-b686-68049252540f | Chilled Water Pump 02 | IfcFlowMovingDevice | LOI_Operation_Maintenance | operation_data.expected_life_years | 15 | number |  | JSON/COBie/IFC | Conditional | assets[].operation_data.expected_life_years | BIM/MEP/O&M | Pending
375672b9-c998-4f82-b686-68049252540f | Chilled Water Pump 02 | IfcFlowMovingDevice | LOI_Operation_Maintenance | operation_data.maintenance_strategy | preventive_and_condition_based | text |  | JSON/COBie/IFC | Yes | assets[].operation_data.maintenance_strategy | BIM/MEP/O&M | Pending
375672b9-c998-4f82-b686-68049252540f | Chilled Water Pump 02 | IfcFlowMovingDevice | LOI_Operation_Maintenance | operation_data.cmms_asset_id | CMMS-CHWP-002 | text |  | JSON/COBie/IFC | Yes | assets[].operation_data.cmms_asset_id | BIM/MEP/O&M | Pending
375672b9-c998-4f82-b686-68049252540f | Chilled Water Pump 02 | IfcFlowMovingDevice | LOI_Operation_Maintenance | operation_data.spare_part_group | SPARE-PUMP | text |  | JSON/COBie/IFC | Conditional | assets[].operation_data.spare_part_group | BIM/MEP/O&M | Pending
375672b9-c998-4f82-b686-68049252540f | Chilled Water Pump 02 | IfcFlowMovingDevice | LOI_Operation_Maintenance | operation_data.manual_url | https://example.com/om_manuals/CHWP-002.pdf | text |  | JSON/COBie/IFC | Conditional | assets[].operation_data.manual_url | BIM/MEP/O&M | Pending
375672b9-c998-4f82-b686-68049252540f | Chilled Water Pump 02 | IfcFlowMovingDevice | DTP_Metadata | digital_twin.dt_entity_type | asset | text |  | JSON/COBie/IFC | Conditional | assets[].digital_twin.dt_entity_type | BIM/MEP/O&M | Pending
375672b9-c998-4f82-b686-68049252540f | Chilled Water Pump 02 | IfcFlowMovingDevice | DTP_Metadata | digital_twin.state_source | BMS/IoT/CMMS | text |  | JSON/COBie/IFC | Conditional | assets[].digital_twin.state_source | BIM/MEP/O&M | Pending
375672b9-c998-4f82-b686-68049252540f | Chilled Water Pump 02 | IfcFlowMovingDevice | DTP_Metadata | digital_twin.realtime_enabled | TRUE | boolean |  | JSON/COBie/IFC | Conditional | assets[].digital_twin.realtime_enabled | BIM/MEP/O&M | Pending
375672b9-c998-4f82-b686-68049252540f | Chilled Water Pump 02 | IfcFlowMovingDevice | DTP_Metadata | digital_twin.history_enabled | TRUE | boolean |  | JSON/COBie/IFC | Conditional | assets[].digital_twin.history_enabled | BIM/MEP/O&M | Pending
375672b9-c998-4f82-b686-68049252540f | Chilled Water Pump 02 | IfcFlowMovingDevice | DTP_Metadata | digital_twin.visual_selectable | TRUE | boolean |  | JSON/COBie/IFC | Conditional | assets[].digital_twin.visual_selectable | BIM/MEP/O&M | Pending
375672b9-c998-4f82-b686-68049252540f | Chilled Water Pump 02 | IfcFlowMovingDevice | DTP_Metadata | digital_twin.visual_highlight_layer | LAYER-ASSET-HVAC | text |  | JSON/COBie/IFC | Conditional | assets[].digital_twin.visual_highlight_layer | BIM/MEP/O&M | Pending
375672b9-c998-4f82-b686-68049252540f | Chilled Water Pump 02 | IfcFlowMovingDevice | Asset_Metadata | tags[0] | hvac | text |  | JSON/COBie/IFC | Conditional | assets[].tags[0] | BIM/MEP/O&M | Pending
375672b9-c998-4f82-b686-68049252540f | Chilled Water Pump 02 | IfcFlowMovingDevice | Asset_Metadata | tags[1] | pump | text |  | JSON/COBie/IFC | Conditional | assets[].tags[1] | BIM/MEP/O&M | Pending
375672b9-c998-4f82-b686-68049252540f | Chilled Water Pump 02 | IfcFlowMovingDevice | Asset_Metadata | tags[2] | chilledwaterpump | text |  | JSON/COBie/IFC | Conditional | assets[].tags[2] | BIM/MEP/O&M | Pending
08bb2ecb-60df-4740-95bb-40dc1ea78f63 | Condenser Water Pump 01 | IfcFlowMovingDevice | Asset_Metadata | asset_id | CWP-001 | text |  | JSON/COBie/IFC | Yes | assets[].asset_id | BIM/MEP/O&M | Pending
08bb2ecb-60df-4740-95bb-40dc1ea78f63 | Condenser Water Pump 01 | IfcFlowMovingDevice | Asset_Metadata | asset_name | Condenser Water Pump 01 | text |  | JSON/COBie/IFC | Yes | assets[].asset_name | BIM/MEP/O&M | Pending
08bb2ecb-60df-4740-95bb-40dc1ea78f63 | Condenser Water Pump 01 | IfcFlowMovingDevice | Asset_Metadata | asset_status | in_service | text |  | JSON/COBie/IFC | Conditional | assets[].asset_status | BIM/MEP/O&M | Pending
08bb2ecb-60df-4740-95bb-40dc1ea78f63 | Condenser Water Pump 01 | IfcFlowMovingDevice | Asset_Metadata | system | HVAC | text |  | JSON/COBie/IFC | Yes | assets[].system | BIM/MEP/O&M | Pending
08bb2ecb-60df-4740-95bb-40dc1ea78f63 | Condenser Water Pump 01 | IfcFlowMovingDevice | Asset_Metadata | discipline | MEP | text |  | JSON/COBie/IFC | Conditional | assets[].discipline | BIM/MEP/O&M | Pending
08bb2ecb-60df-4740-95bb-40dc1ea78f63 | Condenser Water Pump 01 | IfcFlowMovingDevice | Asset_Metadata | category | Pump | text |  | JSON/COBie/IFC | Conditional | assets[].category | BIM/MEP/O&M | Pending
08bb2ecb-60df-4740-95bb-40dc1ea78f63 | Condenser Water Pump 01 | IfcFlowMovingDevice | Asset_Metadata | asset_type | CondenserWaterPump | text |  | JSON/COBie/IFC | Yes | assets[].asset_type | BIM/MEP/O&M | Pending
08bb2ecb-60df-4740-95bb-40dc1ea78f63 | Condenser Water Pump 01 | IfcFlowMovingDevice | LOI_Classification | classification.uniclass_code | placeholder | text |  | JSON/COBie/IFC | Yes | assets[].classification.uniclass_code | BIM/MEP/O&M | Pending
08bb2ecb-60df-4740-95bb-40dc1ea78f63 | Condenser Water Pump 01 | IfcFlowMovingDevice | LOI_Classification | classification.omniclass_code | placeholder | text |  | JSON/COBie/IFC | Yes | assets[].classification.omniclass_code | BIM/MEP/O&M | Pending
08bb2ecb-60df-4740-95bb-40dc1ea78f63 | Condenser Water Pump 01 | IfcFlowMovingDevice | LOI_Classification | classification.local_classification | HVAC/Pump/CondenserWaterPump | text |  | JSON/COBie/IFC | Conditional | assets[].classification.local_classification | BIM/MEP/O&M | Pending
08bb2ecb-60df-4740-95bb-40dc1ea78f63 | Condenser Water Pump 01 | IfcFlowMovingDevice | LOI_Location | location.facility_id | FAC-OFFICE-TOWER-A | text |  | JSON/COBie/IFC | Conditional | assets[].location.facility_id | BIM/MEP/O&M | Pending
08bb2ecb-60df-4740-95bb-40dc1ea78f63 | Condenser Water Pump 01 | IfcFlowMovingDevice | LOI_Location | location.floor_id | FL-B1 | text |  | JSON/COBie/IFC | Yes | assets[].location.floor_id | BIM/MEP/O&M | Pending
08bb2ecb-60df-4740-95bb-40dc1ea78f63 | Condenser Water Pump 01 | IfcFlowMovingDevice | LOI_Location | location.space_id | SP-B1-CHILLER | text |  | JSON/COBie/IFC | Yes | assets[].location.space_id | BIM/MEP/O&M | Pending
08bb2ecb-60df-4740-95bb-40dc1ea78f63 | Condenser Water Pump 01 | IfcFlowMovingDevice | LOI_Location | location.zone_id | ZONE-HVAC-B1-PLANT | text |  | JSON/COBie/IFC | Conditional | assets[].location.zone_id | BIM/MEP/O&M | Pending
08bb2ecb-60df-4740-95bb-40dc1ea78f63 | Condenser Water Pump 01 | IfcFlowMovingDevice | IFC_Core | bim_mapping.ifc_guid | 08bb2ecb-60df-4740-95bb-40dc1ea78f63 | text |  | JSON/COBie/IFC | Yes | assets[].bim_mapping.ifc_guid | BIM/MEP/O&M | Pending
08bb2ecb-60df-4740-95bb-40dc1ea78f63 | Condenser Water Pump 01 | IfcFlowMovingDevice | IFC_Core | bim_mapping.ifc_entity | IfcFlowMovingDevice | text |  | JSON/COBie/IFC | Conditional | assets[].bim_mapping.ifc_entity | BIM/MEP/O&M | Pending
08bb2ecb-60df-4740-95bb-40dc1ea78f63 | Condenser Water Pump 01 | IfcFlowMovingDevice | IFC_Core | bim_mapping.ifc_name | Condenser Water Pump 01 | text |  | JSON/COBie/IFC | Conditional | assets[].bim_mapping.ifc_name | BIM/MEP/O&M | Pending
08bb2ecb-60df-4740-95bb-40dc1ea78f63 | Condenser Water Pump 01 | IfcFlowMovingDevice | IFC_Core | bim_mapping.source_model_id | IFC-MEP-001 | text |  | JSON/COBie/IFC | Conditional | assets[].bim_mapping.source_model_id | BIM/MEP/O&M | Pending
08bb2ecb-60df-4740-95bb-40dc1ea78f63 | Condenser Water Pump 01 | IfcFlowMovingDevice | IFC_Core | bim_mapping.global_id_locked | TRUE | boolean |  | JSON/COBie/IFC | Conditional | assets[].bim_mapping.global_id_locked | BIM/MEP/O&M | Pending
08bb2ecb-60df-4740-95bb-40dc1ea78f63 | Condenser Water Pump 01 | IfcFlowMovingDevice | Asset_Metadata | cobie_mapping.component_name | CWP-001 | text |  | JSON/COBie/IFC | Conditional | assets[].cobie_mapping.component_name | BIM/MEP/O&M | Pending
08bb2ecb-60df-4740-95bb-40dc1ea78f63 | Condenser Water Pump 01 | IfcFlowMovingDevice | Asset_Metadata | cobie_mapping.type_name | CondenserWaterPump | text |  | JSON/COBie/IFC | Conditional | assets[].cobie_mapping.type_name | BIM/MEP/O&M | Pending
08bb2ecb-60df-4740-95bb-40dc1ea78f63 | Condenser Water Pump 01 | IfcFlowMovingDevice | Asset_Metadata | cobie_mapping.system_name | HVAC | text |  | JSON/COBie/IFC | Conditional | assets[].cobie_mapping.system_name | BIM/MEP/O&M | Pending
08bb2ecb-60df-4740-95bb-40dc1ea78f63 | Condenser Water Pump 01 | IfcFlowMovingDevice | Asset_Metadata | cobie_mapping.space_name | SP-B1-CHILLER | text |  | JSON/COBie/IFC | Conditional | assets[].cobie_mapping.space_name | BIM/MEP/O&M | Pending
08bb2ecb-60df-4740-95bb-40dc1ea78f63 | Condenser Water Pump 01 | IfcFlowMovingDevice | LOI_Manufacturer | manufacturer_data.manufacturer | Generic Manufacturer | text |  | JSON/COBie/IFC | Yes | assets[].manufacturer_data.manufacturer | BIM/MEP/O&M | Pending
08bb2ecb-60df-4740-95bb-40dc1ea78f63 | Condenser Water Pump 01 | IfcFlowMovingDevice | LOI_Manufacturer | manufacturer_data.model | Model-Placeholder | text |  | JSON/COBie/IFC | Yes | assets[].manufacturer_data.model | BIM/MEP/O&M | Pending
08bb2ecb-60df-4740-95bb-40dc1ea78f63 | Condenser Water Pump 01 | IfcFlowMovingDevice | LOI_Manufacturer | manufacturer_data.serial_number | SN-CWP-001 | text |  | JSON/COBie/IFC | Yes | assets[].manufacturer_data.serial_number | BIM/MEP/O&M | Pending
08bb2ecb-60df-4740-95bb-40dc1ea78f63 | Condenser Water Pump 01 | IfcFlowMovingDevice | LOI_Manufacturer | manufacturer_data.installation_date | 2026-05-15 | text |  | JSON/COBie/IFC | Conditional | assets[].manufacturer_data.installation_date | BIM/MEP/O&M | Pending
08bb2ecb-60df-4740-95bb-40dc1ea78f63 | Condenser Water Pump 01 | IfcFlowMovingDevice | LOI_Manufacturer | manufacturer_data.warranty_start_date | 2026-06-01 | text |  | JSON/COBie/IFC | Conditional | assets[].manufacturer_data.warranty_start_date | BIM/MEP/O&M | Pending
08bb2ecb-60df-4740-95bb-40dc1ea78f63 | Condenser Water Pump 01 | IfcFlowMovingDevice | LOI_Manufacturer | manufacturer_data.warranty_end_date | 2028-06-01 | text |  | JSON/COBie/IFC | Conditional | assets[].manufacturer_data.warranty_end_date | BIM/MEP/O&M | Pending
08bb2ecb-60df-4740-95bb-40dc1ea78f63 | Condenser Water Pump 01 | IfcFlowMovingDevice | LOI_Operation_Maintenance | operation_data.maintainable | TRUE | boolean |  | JSON/COBie/IFC | Conditional | assets[].operation_data.maintainable | BIM/MEP/O&M | Pending
08bb2ecb-60df-4740-95bb-40dc1ea78f63 | Condenser Water Pump 01 | IfcFlowMovingDevice | LOI_Operation_Maintenance | operation_data.criticality | Medium | text |  | JSON/COBie/IFC | Yes | assets[].operation_data.criticality | BIM/MEP/O&M | Pending
08bb2ecb-60df-4740-95bb-40dc1ea78f63 | Condenser Water Pump 01 | IfcFlowMovingDevice | LOI_Operation_Maintenance | operation_data.expected_life_years | 15 | number |  | JSON/COBie/IFC | Conditional | assets[].operation_data.expected_life_years | BIM/MEP/O&M | Pending
08bb2ecb-60df-4740-95bb-40dc1ea78f63 | Condenser Water Pump 01 | IfcFlowMovingDevice | LOI_Operation_Maintenance | operation_data.maintenance_strategy | preventive_and_condition_based | text |  | JSON/COBie/IFC | Yes | assets[].operation_data.maintenance_strategy | BIM/MEP/O&M | Pending
08bb2ecb-60df-4740-95bb-40dc1ea78f63 | Condenser Water Pump 01 | IfcFlowMovingDevice | LOI_Operation_Maintenance | operation_data.cmms_asset_id | CMMS-CWP-001 | text |  | JSON/COBie/IFC | Yes | assets[].operation_data.cmms_asset_id | BIM/MEP/O&M | Pending
08bb2ecb-60df-4740-95bb-40dc1ea78f63 | Condenser Water Pump 01 | IfcFlowMovingDevice | LOI_Operation_Maintenance | operation_data.spare_part_group | SPARE-PUMP | text |  | JSON/COBie/IFC | Conditional | assets[].operation_data.spare_part_group | BIM/MEP/O&M | Pending
08bb2ecb-60df-4740-95bb-40dc1ea78f63 | Condenser Water Pump 01 | IfcFlowMovingDevice | LOI_Operation_Maintenance | operation_data.manual_url | https://example.com/om_manuals/CWP-001.pdf | text |  | JSON/COBie/IFC | Conditional | assets[].operation_data.manual_url | BIM/MEP/O&M | Pending
08bb2ecb-60df-4740-95bb-40dc1ea78f63 | Condenser Water Pump 01 | IfcFlowMovingDevice | DTP_Metadata | digital_twin.dt_entity_type | asset | text |  | JSON/COBie/IFC | Conditional | assets[].digital_twin.dt_entity_type | BIM/MEP/O&M | Pending
08bb2ecb-60df-4740-95bb-40dc1ea78f63 | Condenser Water Pump 01 | IfcFlowMovingDevice | DTP_Metadata | digital_twin.state_source | BMS/IoT/CMMS | text |  | JSON/COBie/IFC | Conditional | assets[].digital_twin.state_source | BIM/MEP/O&M | Pending
08bb2ecb-60df-4740-95bb-40dc1ea78f63 | Condenser Water Pump 01 | IfcFlowMovingDevice | DTP_Metadata | digital_twin.realtime_enabled | TRUE | boolean |  | JSON/COBie/IFC | Conditional | assets[].digital_twin.realtime_enabled | BIM/MEP/O&M | Pending
08bb2ecb-60df-4740-95bb-40dc1ea78f63 | Condenser Water Pump 01 | IfcFlowMovingDevice | DTP_Metadata | digital_twin.history_enabled | TRUE | boolean |  | JSON/COBie/IFC | Conditional | assets[].digital_twin.history_enabled | BIM/MEP/O&M | Pending
08bb2ecb-60df-4740-95bb-40dc1ea78f63 | Condenser Water Pump 01 | IfcFlowMovingDevice | DTP_Metadata | digital_twin.visual_selectable | TRUE | boolean |  | JSON/COBie/IFC | Conditional | assets[].digital_twin.visual_selectable | BIM/MEP/O&M | Pending
08bb2ecb-60df-4740-95bb-40dc1ea78f63 | Condenser Water Pump 01 | IfcFlowMovingDevice | DTP_Metadata | digital_twin.visual_highlight_layer | LAYER-ASSET-HVAC | text |  | JSON/COBie/IFC | Conditional | assets[].digital_twin.visual_highlight_layer | BIM/MEP/O&M | Pending
08bb2ecb-60df-4740-95bb-40dc1ea78f63 | Condenser Water Pump 01 | IfcFlowMovingDevice | Asset_Metadata | tags[0] | hvac | text |  | JSON/COBie/IFC | Conditional | assets[].tags[0] | BIM/MEP/O&M | Pending
08bb2ecb-60df-4740-95bb-40dc1ea78f63 | Condenser Water Pump 01 | IfcFlowMovingDevice | Asset_Metadata | tags[1] | pump | text |  | JSON/COBie/IFC | Conditional | assets[].tags[1] | BIM/MEP/O&M | Pending
08bb2ecb-60df-4740-95bb-40dc1ea78f63 | Condenser Water Pump 01 | IfcFlowMovingDevice | Asset_Metadata | tags[2] | condenserwaterpump | text |  | JSON/COBie/IFC | Conditional | assets[].tags[2] | BIM/MEP/O&M | Pending
5bfb7e78-c91b-4a89-965d-de801cb5108f | Cooling Tower 01 | IfcEnergyConversionDevice | Asset_Metadata | asset_id | CT-001 | text |  | JSON/COBie/IFC | Yes | assets[].asset_id | BIM/MEP/O&M | Pending
5bfb7e78-c91b-4a89-965d-de801cb5108f | Cooling Tower 01 | IfcEnergyConversionDevice | Asset_Metadata | asset_name | Cooling Tower 01 | text |  | JSON/COBie/IFC | Yes | assets[].asset_name | BIM/MEP/O&M | Pending
5bfb7e78-c91b-4a89-965d-de801cb5108f | Cooling Tower 01 | IfcEnergyConversionDevice | Asset_Metadata | asset_status | in_service | text |  | JSON/COBie/IFC | Conditional | assets[].asset_status | BIM/MEP/O&M | Pending
5bfb7e78-c91b-4a89-965d-de801cb5108f | Cooling Tower 01 | IfcEnergyConversionDevice | Asset_Metadata | system | HVAC | text |  | JSON/COBie/IFC | Yes | assets[].system | BIM/MEP/O&M | Pending
5bfb7e78-c91b-4a89-965d-de801cb5108f | Cooling Tower 01 | IfcEnergyConversionDevice | Asset_Metadata | discipline | MEP | text |  | JSON/COBie/IFC | Conditional | assets[].discipline | BIM/MEP/O&M | Pending
5bfb7e78-c91b-4a89-965d-de801cb5108f | Cooling Tower 01 | IfcEnergyConversionDevice | Asset_Metadata | category | Cooling Tower | text |  | JSON/COBie/IFC | Conditional | assets[].category | BIM/MEP/O&M | Pending
5bfb7e78-c91b-4a89-965d-de801cb5108f | Cooling Tower 01 | IfcEnergyConversionDevice | Asset_Metadata | asset_type | CoolingTower | text |  | JSON/COBie/IFC | Yes | assets[].asset_type | BIM/MEP/O&M | Pending
5bfb7e78-c91b-4a89-965d-de801cb5108f | Cooling Tower 01 | IfcEnergyConversionDevice | LOI_Classification | classification.uniclass_code | placeholder | text |  | JSON/COBie/IFC | Yes | assets[].classification.uniclass_code | BIM/MEP/O&M | Pending
5bfb7e78-c91b-4a89-965d-de801cb5108f | Cooling Tower 01 | IfcEnergyConversionDevice | LOI_Classification | classification.omniclass_code | placeholder | text |  | JSON/COBie/IFC | Yes | assets[].classification.omniclass_code | BIM/MEP/O&M | Pending
5bfb7e78-c91b-4a89-965d-de801cb5108f | Cooling Tower 01 | IfcEnergyConversionDevice | LOI_Classification | classification.local_classification | HVAC/Cooling Tower/CoolingTower | text |  | JSON/COBie/IFC | Conditional | assets[].classification.local_classification | BIM/MEP/O&M | Pending
5bfb7e78-c91b-4a89-965d-de801cb5108f | Cooling Tower 01 | IfcEnergyConversionDevice | LOI_Location | location.facility_id | FAC-OFFICE-TOWER-A | text |  | JSON/COBie/IFC | Conditional | assets[].location.facility_id | BIM/MEP/O&M | Pending
5bfb7e78-c91b-4a89-965d-de801cb5108f | Cooling Tower 01 | IfcEnergyConversionDevice | LOI_Location | location.floor_id | FL-ROOF | text |  | JSON/COBie/IFC | Yes | assets[].location.floor_id | BIM/MEP/O&M | Pending
5bfb7e78-c91b-4a89-965d-de801cb5108f | Cooling Tower 01 | IfcEnergyConversionDevice | LOI_Location | location.space_id | SP-ROOF-SOLAR | text |  | JSON/COBie/IFC | Yes | assets[].location.space_id | BIM/MEP/O&M | Pending
5bfb7e78-c91b-4a89-965d-de801cb5108f | Cooling Tower 01 | IfcEnergyConversionDevice | LOI_Location | location.zone_id | ZONE-ROOF-TECH | text |  | JSON/COBie/IFC | Conditional | assets[].location.zone_id | BIM/MEP/O&M | Pending
5bfb7e78-c91b-4a89-965d-de801cb5108f | Cooling Tower 01 | IfcEnergyConversionDevice | IFC_Core | bim_mapping.ifc_guid | 5bfb7e78-c91b-4a89-965d-de801cb5108f | text |  | JSON/COBie/IFC | Yes | assets[].bim_mapping.ifc_guid | BIM/MEP/O&M | Pending
5bfb7e78-c91b-4a89-965d-de801cb5108f | Cooling Tower 01 | IfcEnergyConversionDevice | IFC_Core | bim_mapping.ifc_entity | IfcEnergyConversionDevice | text |  | JSON/COBie/IFC | Conditional | assets[].bim_mapping.ifc_entity | BIM/MEP/O&M | Pending
5bfb7e78-c91b-4a89-965d-de801cb5108f | Cooling Tower 01 | IfcEnergyConversionDevice | IFC_Core | bim_mapping.ifc_name | Cooling Tower 01 | text |  | JSON/COBie/IFC | Conditional | assets[].bim_mapping.ifc_name | BIM/MEP/O&M | Pending
5bfb7e78-c91b-4a89-965d-de801cb5108f | Cooling Tower 01 | IfcEnergyConversionDevice | IFC_Core | bim_mapping.source_model_id | IFC-MEP-001 | text |  | JSON/COBie/IFC | Conditional | assets[].bim_mapping.source_model_id | BIM/MEP/O&M | Pending
5bfb7e78-c91b-4a89-965d-de801cb5108f | Cooling Tower 01 | IfcEnergyConversionDevice | IFC_Core | bim_mapping.global_id_locked | TRUE | boolean |  | JSON/COBie/IFC | Conditional | assets[].bim_mapping.global_id_locked | BIM/MEP/O&M | Pending
5bfb7e78-c91b-4a89-965d-de801cb5108f | Cooling Tower 01 | IfcEnergyConversionDevice | Asset_Metadata | cobie_mapping.component_name | CT-001 | text |  | JSON/COBie/IFC | Conditional | assets[].cobie_mapping.component_name | BIM/MEP/O&M | Pending
5bfb7e78-c91b-4a89-965d-de801cb5108f | Cooling Tower 01 | IfcEnergyConversionDevice | Asset_Metadata | cobie_mapping.type_name | CoolingTower | text |  | JSON/COBie/IFC | Conditional | assets[].cobie_mapping.type_name | BIM/MEP/O&M | Pending
5bfb7e78-c91b-4a89-965d-de801cb5108f | Cooling Tower 01 | IfcEnergyConversionDevice | Asset_Metadata | cobie_mapping.system_name | HVAC | text |  | JSON/COBie/IFC | Conditional | assets[].cobie_mapping.system_name | BIM/MEP/O&M | Pending
5bfb7e78-c91b-4a89-965d-de801cb5108f | Cooling Tower 01 | IfcEnergyConversionDevice | Asset_Metadata | cobie_mapping.space_name | SP-ROOF-SOLAR | text |  | JSON/COBie/IFC | Conditional | assets[].cobie_mapping.space_name | BIM/MEP/O&M | Pending
5bfb7e78-c91b-4a89-965d-de801cb5108f | Cooling Tower 01 | IfcEnergyConversionDevice | LOI_Manufacturer | manufacturer_data.manufacturer | Generic Manufacturer | text |  | JSON/COBie/IFC | Yes | assets[].manufacturer_data.manufacturer | BIM/MEP/O&M | Pending
5bfb7e78-c91b-4a89-965d-de801cb5108f | Cooling Tower 01 | IfcEnergyConversionDevice | LOI_Manufacturer | manufacturer_data.model | Model-Placeholder | text |  | JSON/COBie/IFC | Yes | assets[].manufacturer_data.model | BIM/MEP/O&M | Pending
5bfb7e78-c91b-4a89-965d-de801cb5108f | Cooling Tower 01 | IfcEnergyConversionDevice | LOI_Manufacturer | manufacturer_data.serial_number | SN-CT-001 | text |  | JSON/COBie/IFC | Yes | assets[].manufacturer_data.serial_number | BIM/MEP/O&M | Pending
5bfb7e78-c91b-4a89-965d-de801cb5108f | Cooling Tower 01 | IfcEnergyConversionDevice | LOI_Manufacturer | manufacturer_data.installation_date | 2026-05-15 | text |  | JSON/COBie/IFC | Conditional | assets[].manufacturer_data.installation_date | BIM/MEP/O&M | Pending
5bfb7e78-c91b-4a89-965d-de801cb5108f | Cooling Tower 01 | IfcEnergyConversionDevice | LOI_Manufacturer | manufacturer_data.warranty_start_date | 2026-06-01 | text |  | JSON/COBie/IFC | Conditional | assets[].manufacturer_data.warranty_start_date | BIM/MEP/O&M | Pending
5bfb7e78-c91b-4a89-965d-de801cb5108f | Cooling Tower 01 | IfcEnergyConversionDevice | LOI_Manufacturer | manufacturer_data.warranty_end_date | 2028-06-01 | text |  | JSON/COBie/IFC | Conditional | assets[].manufacturer_data.warranty_end_date | BIM/MEP/O&M | Pending
5bfb7e78-c91b-4a89-965d-de801cb5108f | Cooling Tower 01 | IfcEnergyConversionDevice | LOI_Operation_Maintenance | operation_data.maintainable | TRUE | boolean |  | JSON/COBie/IFC | Conditional | assets[].operation_data.maintainable | BIM/MEP/O&M | Pending
5bfb7e78-c91b-4a89-965d-de801cb5108f | Cooling Tower 01 | IfcEnergyConversionDevice | LOI_Operation_Maintenance | operation_data.criticality | Medium | text |  | JSON/COBie/IFC | Yes | assets[].operation_data.criticality | BIM/MEP/O&M | Pending
5bfb7e78-c91b-4a89-965d-de801cb5108f | Cooling Tower 01 | IfcEnergyConversionDevice | LOI_Operation_Maintenance | operation_data.expected_life_years | 15 | number |  | JSON/COBie/IFC | Conditional | assets[].operation_data.expected_life_years | BIM/MEP/O&M | Pending
5bfb7e78-c91b-4a89-965d-de801cb5108f | Cooling Tower 01 | IfcEnergyConversionDevice | LOI_Operation_Maintenance | operation_data.maintenance_strategy | preventive_and_condition_based | text |  | JSON/COBie/IFC | Yes | assets[].operation_data.maintenance_strategy | BIM/MEP/O&M | Pending
5bfb7e78-c91b-4a89-965d-de801cb5108f | Cooling Tower 01 | IfcEnergyConversionDevice | LOI_Operation_Maintenance | operation_data.cmms_asset_id | CMMS-CT-001 | text |  | JSON/COBie/IFC | Yes | assets[].operation_data.cmms_asset_id | BIM/MEP/O&M | Pending
5bfb7e78-c91b-4a89-965d-de801cb5108f | Cooling Tower 01 | IfcEnergyConversionDevice | LOI_Operation_Maintenance | operation_data.spare_part_group | SPARE-COOLING-TOWER | text |  | JSON/COBie/IFC | Conditional | assets[].operation_data.spare_part_group | BIM/MEP/O&M | Pending
5bfb7e78-c91b-4a89-965d-de801cb5108f | Cooling Tower 01 | IfcEnergyConversionDevice | LOI_Operation_Maintenance | operation_data.manual_url | https://example.com/om_manuals/CT-001.pdf | text |  | JSON/COBie/IFC | Conditional | assets[].operation_data.manual_url | BIM/MEP/O&M | Pending
5bfb7e78-c91b-4a89-965d-de801cb5108f | Cooling Tower 01 | IfcEnergyConversionDevice | DTP_Metadata | digital_twin.dt_entity_type | asset | text |  | JSON/COBie/IFC | Conditional | assets[].digital_twin.dt_entity_type | BIM/MEP/O&M | Pending
5bfb7e78-c91b-4a89-965d-de801cb5108f | Cooling Tower 01 | IfcEnergyConversionDevice | DTP_Metadata | digital_twin.state_source | BMS/IoT/CMMS | text |  | JSON/COBie/IFC | Conditional | assets[].digital_twin.state_source | BIM/MEP/O&M | Pending
5bfb7e78-c91b-4a89-965d-de801cb5108f | Cooling Tower 01 | IfcEnergyConversionDevice | DTP_Metadata | digital_twin.realtime_enabled | TRUE | boolean |  | JSON/COBie/IFC | Conditional | assets[].digital_twin.realtime_enabled | BIM/MEP/O&M | Pending
5bfb7e78-c91b-4a89-965d-de801cb5108f | Cooling Tower 01 | IfcEnergyConversionDevice | DTP_Metadata | digital_twin.history_enabled | TRUE | boolean |  | JSON/COBie/IFC | Conditional | assets[].digital_twin.history_enabled | BIM/MEP/O&M | Pending
5bfb7e78-c91b-4a89-965d-de801cb5108f | Cooling Tower 01 | IfcEnergyConversionDevice | DTP_Metadata | digital_twin.visual_selectable | TRUE | boolean |  | JSON/COBie/IFC | Conditional | assets[].digital_twin.visual_selectable | BIM/MEP/O&M | Pending
5bfb7e78-c91b-4a89-965d-de801cb5108f | Cooling Tower 01 | IfcEnergyConversionDevice | DTP_Metadata | digital_twin.visual_highlight_layer | LAYER-ASSET-HVAC | text |  | JSON/COBie/IFC | Conditional | assets[].digital_twin.visual_highlight_layer | BIM/MEP/O&M | Pending
5bfb7e78-c91b-4a89-965d-de801cb5108f | Cooling Tower 01 | IfcEnergyConversionDevice | Asset_Metadata | tags[0] | hvac | text |  | JSON/COBie/IFC | Conditional | assets[].tags[0] | BIM/MEP/O&M | Pending
5bfb7e78-c91b-4a89-965d-de801cb5108f | Cooling Tower 01 | IfcEnergyConversionDevice | Asset_Metadata | tags[1] | cooling_tower | text |  | JSON/COBie/IFC | Conditional | assets[].tags[1] | BIM/MEP/O&M | Pending
5bfb7e78-c91b-4a89-965d-de801cb5108f | Cooling Tower 01 | IfcEnergyConversionDevice | Asset_Metadata | tags[2] | coolingtower | text |  | JSON/COBie/IFC | Conditional | assets[].tags[2] | BIM/MEP/O&M | Pending
6f9aa529-3c8c-41e6-a964-a3af049921c5 | Air Handling Unit L04-01 | IfcFlowTreatmentDevice | Asset_Metadata | asset_id | AHU-L04-001 | text |  | JSON/COBie/IFC | Yes | assets[].asset_id | BIM/MEP/O&M | Pending
6f9aa529-3c8c-41e6-a964-a3af049921c5 | Air Handling Unit L04-01 | IfcFlowTreatmentDevice | Asset_Metadata | asset_name | Air Handling Unit L04-01 | text |  | JSON/COBie/IFC | Yes | assets[].asset_name | BIM/MEP/O&M | Pending
6f9aa529-3c8c-41e6-a964-a3af049921c5 | Air Handling Unit L04-01 | IfcFlowTreatmentDevice | Asset_Metadata | asset_status | in_service | text |  | JSON/COBie/IFC | Conditional | assets[].asset_status | BIM/MEP/O&M | Pending
6f9aa529-3c8c-41e6-a964-a3af049921c5 | Air Handling Unit L04-01 | IfcFlowTreatmentDevice | Asset_Metadata | system | HVAC | text |  | JSON/COBie/IFC | Yes | assets[].system | BIM/MEP/O&M | Pending
6f9aa529-3c8c-41e6-a964-a3af049921c5 | Air Handling Unit L04-01 | IfcFlowTreatmentDevice | Asset_Metadata | discipline | MEP | text |  | JSON/COBie/IFC | Conditional | assets[].discipline | BIM/MEP/O&M | Pending
6f9aa529-3c8c-41e6-a964-a3af049921c5 | Air Handling Unit L04-01 | IfcFlowTreatmentDevice | Asset_Metadata | category | Air Handling Unit | text |  | JSON/COBie/IFC | Conditional | assets[].category | BIM/MEP/O&M | Pending
6f9aa529-3c8c-41e6-a964-a3af049921c5 | Air Handling Unit L04-01 | IfcFlowTreatmentDevice | Asset_Metadata | asset_type | AHU | text |  | JSON/COBie/IFC | Yes | assets[].asset_type | BIM/MEP/O&M | Pending
6f9aa529-3c8c-41e6-a964-a3af049921c5 | Air Handling Unit L04-01 | IfcFlowTreatmentDevice | LOI_Classification | classification.uniclass_code | placeholder | text |  | JSON/COBie/IFC | Yes | assets[].classification.uniclass_code | BIM/MEP/O&M | Pending
6f9aa529-3c8c-41e6-a964-a3af049921c5 | Air Handling Unit L04-01 | IfcFlowTreatmentDevice | LOI_Classification | classification.omniclass_code | placeholder | text |  | JSON/COBie/IFC | Yes | assets[].classification.omniclass_code | BIM/MEP/O&M | Pending
6f9aa529-3c8c-41e6-a964-a3af049921c5 | Air Handling Unit L04-01 | IfcFlowTreatmentDevice | LOI_Classification | classification.local_classification | HVAC/Air Handling Unit/AHU | text |  | JSON/COBie/IFC | Conditional | assets[].classification.local_classification | BIM/MEP/O&M | Pending
6f9aa529-3c8c-41e6-a964-a3af049921c5 | Air Handling Unit L04-01 | IfcFlowTreatmentDevice | LOI_Location | location.facility_id | FAC-OFFICE-TOWER-A | text |  | JSON/COBie/IFC | Conditional | assets[].location.facility_id | BIM/MEP/O&M | Pending
6f9aa529-3c8c-41e6-a964-a3af049921c5 | Air Handling Unit L04-01 | IfcFlowTreatmentDevice | LOI_Location | location.floor_id | FL-L04 | text |  | JSON/COBie/IFC | Yes | assets[].location.floor_id | BIM/MEP/O&M | Pending
6f9aa529-3c8c-41e6-a964-a3af049921c5 | Air Handling Unit L04-01 | IfcFlowTreatmentDevice | LOI_Location | location.space_id | SP-L04-AHU | text |  | JSON/COBie/IFC | Yes | assets[].location.space_id | BIM/MEP/O&M | Pending
6f9aa529-3c8c-41e6-a964-a3af049921c5 | Air Handling Unit L04-01 | IfcFlowTreatmentDevice | LOI_Location | location.zone_id | ZONE-OFFICE-L05 | text |  | JSON/COBie/IFC | Conditional | assets[].location.zone_id | BIM/MEP/O&M | Pending
6f9aa529-3c8c-41e6-a964-a3af049921c5 | Air Handling Unit L04-01 | IfcFlowTreatmentDevice | IFC_Core | bim_mapping.ifc_guid | 6f9aa529-3c8c-41e6-a964-a3af049921c5 | text |  | JSON/COBie/IFC | Yes | assets[].bim_mapping.ifc_guid | BIM/MEP/O&M | Pending
6f9aa529-3c8c-41e6-a964-a3af049921c5 | Air Handling Unit L04-01 | IfcFlowTreatmentDevice | IFC_Core | bim_mapping.ifc_entity | IfcFlowTreatmentDevice | text |  | JSON/COBie/IFC | Conditional | assets[].bim_mapping.ifc_entity | BIM/MEP/O&M | Pending
6f9aa529-3c8c-41e6-a964-a3af049921c5 | Air Handling Unit L04-01 | IfcFlowTreatmentDevice | IFC_Core | bim_mapping.ifc_name | Air Handling Unit L04-01 | text |  | JSON/COBie/IFC | Conditional | assets[].bim_mapping.ifc_name | BIM/MEP/O&M | Pending
6f9aa529-3c8c-41e6-a964-a3af049921c5 | Air Handling Unit L04-01 | IfcFlowTreatmentDevice | IFC_Core | bim_mapping.source_model_id | IFC-MEP-001 | text |  | JSON/COBie/IFC | Conditional | assets[].bim_mapping.source_model_id | BIM/MEP/O&M | Pending
6f9aa529-3c8c-41e6-a964-a3af049921c5 | Air Handling Unit L04-01 | IfcFlowTreatmentDevice | IFC_Core | bim_mapping.global_id_locked | TRUE | boolean |  | JSON/COBie/IFC | Conditional | assets[].bim_mapping.global_id_locked | BIM/MEP/O&M | Pending
6f9aa529-3c8c-41e6-a964-a3af049921c5 | Air Handling Unit L04-01 | IfcFlowTreatmentDevice | Asset_Metadata | cobie_mapping.component_name | AHU-L04-001 | text |  | JSON/COBie/IFC | Conditional | assets[].cobie_mapping.component_name | BIM/MEP/O&M | Pending
6f9aa529-3c8c-41e6-a964-a3af049921c5 | Air Handling Unit L04-01 | IfcFlowTreatmentDevice | Asset_Metadata | cobie_mapping.type_name | AHU | text |  | JSON/COBie/IFC | Conditional | assets[].cobie_mapping.type_name | BIM/MEP/O&M | Pending
6f9aa529-3c8c-41e6-a964-a3af049921c5 | Air Handling Unit L04-01 | IfcFlowTreatmentDevice | Asset_Metadata | cobie_mapping.system_name | HVAC | text |  | JSON/COBie/IFC | Conditional | assets[].cobie_mapping.system_name | BIM/MEP/O&M | Pending
6f9aa529-3c8c-41e6-a964-a3af049921c5 | Air Handling Unit L04-01 | IfcFlowTreatmentDevice | Asset_Metadata | cobie_mapping.space_name | SP-L04-AHU | text |  | JSON/COBie/IFC | Conditional | assets[].cobie_mapping.space_name | BIM/MEP/O&M | Pending
6f9aa529-3c8c-41e6-a964-a3af049921c5 | Air Handling Unit L04-01 | IfcFlowTreatmentDevice | LOI_Manufacturer | manufacturer_data.manufacturer | Daikin | text |  | JSON/COBie/IFC | Yes | assets[].manufacturer_data.manufacturer | BIM/MEP/O&M | Pending
6f9aa529-3c8c-41e6-a964-a3af049921c5 | Air Handling Unit L04-01 | IfcFlowTreatmentDevice | LOI_Manufacturer | manufacturer_data.model | AHU-X500 | text |  | JSON/COBie/IFC | Yes | assets[].manufacturer_data.model | BIM/MEP/O&M | Pending
6f9aa529-3c8c-41e6-a964-a3af049921c5 | Air Handling Unit L04-01 | IfcFlowTreatmentDevice | LOI_Manufacturer | manufacturer_data.serial_number | SN-AHU-L04-001 | text |  | JSON/COBie/IFC | Yes | assets[].manufacturer_data.serial_number | BIM/MEP/O&M | Pending
6f9aa529-3c8c-41e6-a964-a3af049921c5 | Air Handling Unit L04-01 | IfcFlowTreatmentDevice | LOI_Manufacturer | manufacturer_data.installation_date | 2026-05-15 | text |  | JSON/COBie/IFC | Conditional | assets[].manufacturer_data.installation_date | BIM/MEP/O&M | Pending
6f9aa529-3c8c-41e6-a964-a3af049921c5 | Air Handling Unit L04-01 | IfcFlowTreatmentDevice | LOI_Manufacturer | manufacturer_data.warranty_start_date | 2026-06-01 | text |  | JSON/COBie/IFC | Conditional | assets[].manufacturer_data.warranty_start_date | BIM/MEP/O&M | Pending
6f9aa529-3c8c-41e6-a964-a3af049921c5 | Air Handling Unit L04-01 | IfcFlowTreatmentDevice | LOI_Manufacturer | manufacturer_data.warranty_end_date | 2028-06-01 | text |  | JSON/COBie/IFC | Conditional | assets[].manufacturer_data.warranty_end_date | BIM/MEP/O&M | Pending
6f9aa529-3c8c-41e6-a964-a3af049921c5 | Air Handling Unit L04-01 | IfcFlowTreatmentDevice | LOI_Operation_Maintenance | operation_data.maintainable | TRUE | boolean |  | JSON/COBie/IFC | Conditional | assets[].operation_data.maintainable | BIM/MEP/O&M | Pending
6f9aa529-3c8c-41e6-a964-a3af049921c5 | Air Handling Unit L04-01 | IfcFlowTreatmentDevice | LOI_Operation_Maintenance | operation_data.criticality | Medium | text |  | JSON/COBie/IFC | Yes | assets[].operation_data.criticality | BIM/MEP/O&M | Pending
6f9aa529-3c8c-41e6-a964-a3af049921c5 | Air Handling Unit L04-01 | IfcFlowTreatmentDevice | LOI_Operation_Maintenance | operation_data.expected_life_years | 15 | number |  | JSON/COBie/IFC | Conditional | assets[].operation_data.expected_life_years | BIM/MEP/O&M | Pending
6f9aa529-3c8c-41e6-a964-a3af049921c5 | Air Handling Unit L04-01 | IfcFlowTreatmentDevice | LOI_Operation_Maintenance | operation_data.maintenance_strategy | preventive_and_condition_based | text |  | JSON/COBie/IFC | Yes | assets[].operation_data.maintenance_strategy | BIM/MEP/O&M | Pending
6f9aa529-3c8c-41e6-a964-a3af049921c5 | Air Handling Unit L04-01 | IfcFlowTreatmentDevice | LOI_Operation_Maintenance | operation_data.cmms_asset_id | CMMS-AHU-L04-001 | text |  | JSON/COBie/IFC | Yes | assets[].operation_data.cmms_asset_id | BIM/MEP/O&M | Pending
6f9aa529-3c8c-41e6-a964-a3af049921c5 | Air Handling Unit L04-01 | IfcFlowTreatmentDevice | LOI_Operation_Maintenance | operation_data.spare_part_group | SPARE-AIR-HANDLING-UNIT | text |  | JSON/COBie/IFC | Conditional | assets[].operation_data.spare_part_group | BIM/MEP/O&M | Pending
6f9aa529-3c8c-41e6-a964-a3af049921c5 | Air Handling Unit L04-01 | IfcFlowTreatmentDevice | LOI_Operation_Maintenance | operation_data.manual_url | https://example.com/om_manuals/AHU-L04-001.pdf | text |  | JSON/COBie/IFC | Conditional | assets[].operation_data.manual_url | BIM/MEP/O&M | Pending
6f9aa529-3c8c-41e6-a964-a3af049921c5 | Air Handling Unit L04-01 | IfcFlowTreatmentDevice | DTP_Metadata | digital_twin.dt_entity_type | asset | text |  | JSON/COBie/IFC | Conditional | assets[].digital_twin.dt_entity_type | BIM/MEP/O&M | Pending
6f9aa529-3c8c-41e6-a964-a3af049921c5 | Air Handling Unit L04-01 | IfcFlowTreatmentDevice | DTP_Metadata | digital_twin.state_source | BMS/IoT/CMMS | text |  | JSON/COBie/IFC | Conditional | assets[].digital_twin.state_source | BIM/MEP/O&M | Pending
6f9aa529-3c8c-41e6-a964-a3af049921c5 | Air Handling Unit L04-01 | IfcFlowTreatmentDevice | DTP_Metadata | digital_twin.realtime_enabled | TRUE | boolean |  | JSON/COBie/IFC | Conditional | assets[].digital_twin.realtime_enabled | BIM/MEP/O&M | Pending
6f9aa529-3c8c-41e6-a964-a3af049921c5 | Air Handling Unit L04-01 | IfcFlowTreatmentDevice | DTP_Metadata | digital_twin.history_enabled | TRUE | boolean |  | JSON/COBie/IFC | Conditional | assets[].digital_twin.history_enabled | BIM/MEP/O&M | Pending
6f9aa529-3c8c-41e6-a964-a3af049921c5 | Air Handling Unit L04-01 | IfcFlowTreatmentDevice | DTP_Metadata | digital_twin.visual_selectable | TRUE | boolean |  | JSON/COBie/IFC | Conditional | assets[].digital_twin.visual_selectable | BIM/MEP/O&M | Pending
6f9aa529-3c8c-41e6-a964-a3af049921c5 | Air Handling Unit L04-01 | IfcFlowTreatmentDevice | DTP_Metadata | digital_twin.visual_highlight_layer | LAYER-ASSET-HVAC | text |  | JSON/COBie/IFC | Conditional | assets[].digital_twin.visual_highlight_layer | BIM/MEP/O&M | Pending
6f9aa529-3c8c-41e6-a964-a3af049921c5 | Air Handling Unit L04-01 | IfcFlowTreatmentDevice | Asset_Metadata | tags[0] | hvac | text |  | JSON/COBie/IFC | Conditional | assets[].tags[0] | BIM/MEP/O&M | Pending
6f9aa529-3c8c-41e6-a964-a3af049921c5 | Air Handling Unit L04-01 | IfcFlowTreatmentDevice | Asset_Metadata | tags[1] | air_handling_unit | text |  | JSON/COBie/IFC | Conditional | assets[].tags[1] | BIM/MEP/O&M | Pending
6f9aa529-3c8c-41e6-a964-a3af049921c5 | Air Handling Unit L04-01 | IfcFlowTreatmentDevice | Asset_Metadata | tags[2] | ahu | text |  | JSON/COBie/IFC | Conditional | assets[].tags[2] | BIM/MEP/O&M | Pending
007f4839-0d75-4f3b-a264-4ff9c71bec3d | Fan Coil Unit L02-001 | IfcFlowTerminal | Asset_Metadata | asset_id | FCU-L02-001 | text |  | JSON/COBie/IFC | Yes | assets[].asset_id | BIM/MEP/O&M | Pending
007f4839-0d75-4f3b-a264-4ff9c71bec3d | Fan Coil Unit L02-001 | IfcFlowTerminal | Asset_Metadata | asset_name | Fan Coil Unit L02-001 | text |  | JSON/COBie/IFC | Yes | assets[].asset_name | BIM/MEP/O&M | Pending
007f4839-0d75-4f3b-a264-4ff9c71bec3d | Fan Coil Unit L02-001 | IfcFlowTerminal | Asset_Metadata | asset_status | in_service | text |  | JSON/COBie/IFC | Conditional | assets[].asset_status | BIM/MEP/O&M | Pending
007f4839-0d75-4f3b-a264-4ff9c71bec3d | Fan Coil Unit L02-001 | IfcFlowTerminal | Asset_Metadata | system | HVAC | text |  | JSON/COBie/IFC | Yes | assets[].system | BIM/MEP/O&M | Pending
007f4839-0d75-4f3b-a264-4ff9c71bec3d | Fan Coil Unit L02-001 | IfcFlowTerminal | Asset_Metadata | discipline | MEP | text |  | JSON/COBie/IFC | Conditional | assets[].discipline | BIM/MEP/O&M | Pending
007f4839-0d75-4f3b-a264-4ff9c71bec3d | Fan Coil Unit L02-001 | IfcFlowTerminal | Asset_Metadata | category | Fan Coil Unit | text |  | JSON/COBie/IFC | Conditional | assets[].category | BIM/MEP/O&M | Pending
007f4839-0d75-4f3b-a264-4ff9c71bec3d | Fan Coil Unit L02-001 | IfcFlowTerminal | Asset_Metadata | asset_type | FCU | text |  | JSON/COBie/IFC | Yes | assets[].asset_type | BIM/MEP/O&M | Pending
007f4839-0d75-4f3b-a264-4ff9c71bec3d | Fan Coil Unit L02-001 | IfcFlowTerminal | LOI_Classification | classification.uniclass_code | placeholder | text |  | JSON/COBie/IFC | Yes | assets[].classification.uniclass_code | BIM/MEP/O&M | Pending
007f4839-0d75-4f3b-a264-4ff9c71bec3d | Fan Coil Unit L02-001 | IfcFlowTerminal | LOI_Classification | classification.omniclass_code | placeholder | text |  | JSON/COBie/IFC | Yes | assets[].classification.omniclass_code | BIM/MEP/O&M | Pending
007f4839-0d75-4f3b-a264-4ff9c71bec3d | Fan Coil Unit L02-001 | IfcFlowTerminal | LOI_Classification | classification.local_classification | HVAC/Fan Coil Unit/FCU | text |  | JSON/COBie/IFC | Conditional | assets[].classification.local_classification | BIM/MEP/O&M | Pending
007f4839-0d75-4f3b-a264-4ff9c71bec3d | Fan Coil Unit L02-001 | IfcFlowTerminal | LOI_Location | location.facility_id | FAC-OFFICE-TOWER-A | text |  | JSON/COBie/IFC | Conditional | assets[].location.facility_id | BIM/MEP/O&M | Pending
007f4839-0d75-4f3b-a264-4ff9c71bec3d | Fan Coil Unit L02-001 | IfcFlowTerminal | LOI_Location | location.floor_id | FL-L02 | text |  | JSON/COBie/IFC | Yes | assets[].location.floor_id | BIM/MEP/O&M | Pending
007f4839-0d75-4f3b-a264-4ff9c71bec3d | Fan Coil Unit L02-001 | IfcFlowTerminal | LOI_Location | location.space_id | SP-L02-OFFICE-A | text |  | JSON/COBie/IFC | Yes | assets[].location.space_id | BIM/MEP/O&M | Pending
007f4839-0d75-4f3b-a264-4ff9c71bec3d | Fan Coil Unit L02-001 | IfcFlowTerminal | LOI_Location | location.zone_id | ZONE-OFFICE-L02 | text |  | JSON/COBie/IFC | Conditional | assets[].location.zone_id | BIM/MEP/O&M | Pending
007f4839-0d75-4f3b-a264-4ff9c71bec3d | Fan Coil Unit L02-001 | IfcFlowTerminal | IFC_Core | bim_mapping.ifc_guid | 007f4839-0d75-4f3b-a264-4ff9c71bec3d | text |  | JSON/COBie/IFC | Yes | assets[].bim_mapping.ifc_guid | BIM/MEP/O&M | Pending
007f4839-0d75-4f3b-a264-4ff9c71bec3d | Fan Coil Unit L02-001 | IfcFlowTerminal | IFC_Core | bim_mapping.ifc_entity | IfcFlowTerminal | text |  | JSON/COBie/IFC | Conditional | assets[].bim_mapping.ifc_entity | BIM/MEP/O&M | Pending
007f4839-0d75-4f3b-a264-4ff9c71bec3d | Fan Coil Unit L02-001 | IfcFlowTerminal | IFC_Core | bim_mapping.ifc_name | Fan Coil Unit L02-001 | text |  | JSON/COBie/IFC | Conditional | assets[].bim_mapping.ifc_name | BIM/MEP/O&M | Pending
007f4839-0d75-4f3b-a264-4ff9c71bec3d | Fan Coil Unit L02-001 | IfcFlowTerminal | IFC_Core | bim_mapping.source_model_id | IFC-MEP-001 | text |  | JSON/COBie/IFC | Conditional | assets[].bim_mapping.source_model_id | BIM/MEP/O&M | Pending
007f4839-0d75-4f3b-a264-4ff9c71bec3d | Fan Coil Unit L02-001 | IfcFlowTerminal | IFC_Core | bim_mapping.global_id_locked | TRUE | boolean |  | JSON/COBie/IFC | Conditional | assets[].bim_mapping.global_id_locked | BIM/MEP/O&M | Pending
007f4839-0d75-4f3b-a264-4ff9c71bec3d | Fan Coil Unit L02-001 | IfcFlowTerminal | Asset_Metadata | cobie_mapping.component_name | FCU-L02-001 | text |  | JSON/COBie/IFC | Conditional | assets[].cobie_mapping.component_name | BIM/MEP/O&M | Pending
007f4839-0d75-4f3b-a264-4ff9c71bec3d | Fan Coil Unit L02-001 | IfcFlowTerminal | Asset_Metadata | cobie_mapping.type_name | FCU | text |  | JSON/COBie/IFC | Conditional | assets[].cobie_mapping.type_name | BIM/MEP/O&M | Pending
007f4839-0d75-4f3b-a264-4ff9c71bec3d | Fan Coil Unit L02-001 | IfcFlowTerminal | Asset_Metadata | cobie_mapping.system_name | HVAC | text |  | JSON/COBie/IFC | Conditional | assets[].cobie_mapping.system_name | BIM/MEP/O&M | Pending
007f4839-0d75-4f3b-a264-4ff9c71bec3d | Fan Coil Unit L02-001 | IfcFlowTerminal | Asset_Metadata | cobie_mapping.space_name | SP-L02-OFFICE-A | text |  | JSON/COBie/IFC | Conditional | assets[].cobie_mapping.space_name | BIM/MEP/O&M | Pending
007f4839-0d75-4f3b-a264-4ff9c71bec3d | Fan Coil Unit L02-001 | IfcFlowTerminal | LOI_Manufacturer | manufacturer_data.manufacturer | Daikin | text |  | JSON/COBie/IFC | Yes | assets[].manufacturer_data.manufacturer | BIM/MEP/O&M | Pending
007f4839-0d75-4f3b-a264-4ff9c71bec3d | Fan Coil Unit L02-001 | IfcFlowTerminal | LOI_Manufacturer | manufacturer_data.model | FCU-400 | text |  | JSON/COBie/IFC | Yes | assets[].manufacturer_data.model | BIM/MEP/O&M | Pending
007f4839-0d75-4f3b-a264-4ff9c71bec3d | Fan Coil Unit L02-001 | IfcFlowTerminal | LOI_Manufacturer | manufacturer_data.serial_number | SN-FCU-L02-001 | text |  | JSON/COBie/IFC | Yes | assets[].manufacturer_data.serial_number | BIM/MEP/O&M | Pending
007f4839-0d75-4f3b-a264-4ff9c71bec3d | Fan Coil Unit L02-001 | IfcFlowTerminal | LOI_Manufacturer | manufacturer_data.installation_date | 2026-05-15 | text |  | JSON/COBie/IFC | Conditional | assets[].manufacturer_data.installation_date | BIM/MEP/O&M | Pending
007f4839-0d75-4f3b-a264-4ff9c71bec3d | Fan Coil Unit L02-001 | IfcFlowTerminal | LOI_Manufacturer | manufacturer_data.warranty_start_date | 2026-06-01 | text |  | JSON/COBie/IFC | Conditional | assets[].manufacturer_data.warranty_start_date | BIM/MEP/O&M | Pending
007f4839-0d75-4f3b-a264-4ff9c71bec3d | Fan Coil Unit L02-001 | IfcFlowTerminal | LOI_Manufacturer | manufacturer_data.warranty_end_date | 2028-06-01 | text |  | JSON/COBie/IFC | Conditional | assets[].manufacturer_data.warranty_end_date | BIM/MEP/O&M | Pending
007f4839-0d75-4f3b-a264-4ff9c71bec3d | Fan Coil Unit L02-001 | IfcFlowTerminal | LOI_Operation_Maintenance | operation_data.maintainable | TRUE | boolean |  | JSON/COBie/IFC | Conditional | assets[].operation_data.maintainable | BIM/MEP/O&M | Pending
007f4839-0d75-4f3b-a264-4ff9c71bec3d | Fan Coil Unit L02-001 | IfcFlowTerminal | LOI_Operation_Maintenance | operation_data.criticality | Medium | text |  | JSON/COBie/IFC | Yes | assets[].operation_data.criticality | BIM/MEP/O&M | Pending
007f4839-0d75-4f3b-a264-4ff9c71bec3d | Fan Coil Unit L02-001 | IfcFlowTerminal | LOI_Operation_Maintenance | operation_data.expected_life_years | 15 | number |  | JSON/COBie/IFC | Conditional | assets[].operation_data.expected_life_years | BIM/MEP/O&M | Pending
007f4839-0d75-4f3b-a264-4ff9c71bec3d | Fan Coil Unit L02-001 | IfcFlowTerminal | LOI_Operation_Maintenance | operation_data.maintenance_strategy | preventive_and_condition_based | text |  | JSON/COBie/IFC | Yes | assets[].operation_data.maintenance_strategy | BIM/MEP/O&M | Pending
007f4839-0d75-4f3b-a264-4ff9c71bec3d | Fan Coil Unit L02-001 | IfcFlowTerminal | LOI_Operation_Maintenance | operation_data.cmms_asset_id | CMMS-FCU-L02-001 | text |  | JSON/COBie/IFC | Yes | assets[].operation_data.cmms_asset_id | BIM/MEP/O&M | Pending
007f4839-0d75-4f3b-a264-4ff9c71bec3d | Fan Coil Unit L02-001 | IfcFlowTerminal | LOI_Operation_Maintenance | operation_data.spare_part_group | SPARE-FAN-COIL-UNIT | text |  | JSON/COBie/IFC | Conditional | assets[].operation_data.spare_part_group | BIM/MEP/O&M | Pending
007f4839-0d75-4f3b-a264-4ff9c71bec3d | Fan Coil Unit L02-001 | IfcFlowTerminal | LOI_Operation_Maintenance | operation_data.manual_url | https://example.com/om_manuals/FCU-L02-001.pdf | text |  | JSON/COBie/IFC | Conditional | assets[].operation_data.manual_url | BIM/MEP/O&M | Pending
007f4839-0d75-4f3b-a264-4ff9c71bec3d | Fan Coil Unit L02-001 | IfcFlowTerminal | DTP_Metadata | digital_twin.dt_entity_type | asset | text |  | JSON/COBie/IFC | Conditional | assets[].digital_twin.dt_entity_type | BIM/MEP/O&M | Pending
007f4839-0d75-4f3b-a264-4ff9c71bec3d | Fan Coil Unit L02-001 | IfcFlowTerminal | DTP_Metadata | digital_twin.state_source | BMS/IoT/CMMS | text |  | JSON/COBie/IFC | Conditional | assets[].digital_twin.state_source | BIM/MEP/O&M | Pending
007f4839-0d75-4f3b-a264-4ff9c71bec3d | Fan Coil Unit L02-001 | IfcFlowTerminal | DTP_Metadata | digital_twin.realtime_enabled | TRUE | boolean |  | JSON/COBie/IFC | Conditional | assets[].digital_twin.realtime_enabled | BIM/MEP/O&M | Pending
007f4839-0d75-4f3b-a264-4ff9c71bec3d | Fan Coil Unit L02-001 | IfcFlowTerminal | DTP_Metadata | digital_twin.history_enabled | TRUE | boolean |  | JSON/COBie/IFC | Conditional | assets[].digital_twin.history_enabled | BIM/MEP/O&M | Pending
007f4839-0d75-4f3b-a264-4ff9c71bec3d | Fan Coil Unit L02-001 | IfcFlowTerminal | DTP_Metadata | digital_twin.visual_selectable | TRUE | boolean |  | JSON/COBie/IFC | Conditional | assets[].digital_twin.visual_selectable | BIM/MEP/O&M | Pending
007f4839-0d75-4f3b-a264-4ff9c71bec3d | Fan Coil Unit L02-001 | IfcFlowTerminal | DTP_Metadata | digital_twin.visual_highlight_layer | LAYER-ASSET-HVAC | text |  | JSON/COBie/IFC | Conditional | assets[].digital_twin.visual_highlight_layer | BIM/MEP/O&M | Pending
007f4839-0d75-4f3b-a264-4ff9c71bec3d | Fan Coil Unit L02-001 | IfcFlowTerminal | Asset_Metadata | tags[0] | hvac | text |  | JSON/COBie/IFC | Conditional | assets[].tags[0] | BIM/MEP/O&M | Pending
007f4839-0d75-4f3b-a264-4ff9c71bec3d | Fan Coil Unit L02-001 | IfcFlowTerminal | Asset_Metadata | tags[1] | fan_coil_unit | text |  | JSON/COBie/IFC | Conditional | assets[].tags[1] | BIM/MEP/O&M | Pending
007f4839-0d75-4f3b-a264-4ff9c71bec3d | Fan Coil Unit L02-001 | IfcFlowTerminal | Asset_Metadata | tags[2] | fcu | text |  | JSON/COBie/IFC | Conditional | assets[].tags[2] | BIM/MEP/O&M | Pending
bd651c89-4802-4f98-9c28-19f8e72f04c7 | VAV Box L02-001 | IfcFlowController | Asset_Metadata | asset_id | VAV-L02-001 | text |  | JSON/COBie/IFC | Yes | assets[].asset_id | BIM/MEP/O&M | Pending
bd651c89-4802-4f98-9c28-19f8e72f04c7 | VAV Box L02-001 | IfcFlowController | Asset_Metadata | asset_name | VAV Box L02-001 | text |  | JSON/COBie/IFC | Yes | assets[].asset_name | BIM/MEP/O&M | Pending
bd651c89-4802-4f98-9c28-19f8e72f04c7 | VAV Box L02-001 | IfcFlowController | Asset_Metadata | asset_status | in_service | text |  | JSON/COBie/IFC | Conditional | assets[].asset_status | BIM/MEP/O&M | Pending
bd651c89-4802-4f98-9c28-19f8e72f04c7 | VAV Box L02-001 | IfcFlowController | Asset_Metadata | system | HVAC | text |  | JSON/COBie/IFC | Yes | assets[].system | BIM/MEP/O&M | Pending
bd651c89-4802-4f98-9c28-19f8e72f04c7 | VAV Box L02-001 | IfcFlowController | Asset_Metadata | discipline | MEP | text |  | JSON/COBie/IFC | Conditional | assets[].discipline | BIM/MEP/O&M | Pending
bd651c89-4802-4f98-9c28-19f8e72f04c7 | VAV Box L02-001 | IfcFlowController | Asset_Metadata | category | Air Terminal | text |  | JSON/COBie/IFC | Conditional | assets[].category | BIM/MEP/O&M | Pending
bd651c89-4802-4f98-9c28-19f8e72f04c7 | VAV Box L02-001 | IfcFlowController | Asset_Metadata | asset_type | VAV | text |  | JSON/COBie/IFC | Yes | assets[].asset_type | BIM/MEP/O&M | Pending
bd651c89-4802-4f98-9c28-19f8e72f04c7 | VAV Box L02-001 | IfcFlowController | LOI_Classification | classification.uniclass_code | placeholder | text |  | JSON/COBie/IFC | Yes | assets[].classification.uniclass_code | BIM/MEP/O&M | Pending
bd651c89-4802-4f98-9c28-19f8e72f04c7 | VAV Box L02-001 | IfcFlowController | LOI_Classification | classification.omniclass_code | placeholder | text |  | JSON/COBie/IFC | Yes | assets[].classification.omniclass_code | BIM/MEP/O&M | Pending
bd651c89-4802-4f98-9c28-19f8e72f04c7 | VAV Box L02-001 | IfcFlowController | LOI_Classification | classification.local_classification | HVAC/Air Terminal/VAV | text |  | JSON/COBie/IFC | Conditional | assets[].classification.local_classification | BIM/MEP/O&M | Pending
bd651c89-4802-4f98-9c28-19f8e72f04c7 | VAV Box L02-001 | IfcFlowController | LOI_Location | location.facility_id | FAC-OFFICE-TOWER-A | text |  | JSON/COBie/IFC | Conditional | assets[].location.facility_id | BIM/MEP/O&M | Pending
bd651c89-4802-4f98-9c28-19f8e72f04c7 | VAV Box L02-001 | IfcFlowController | LOI_Location | location.floor_id | FL-L02 | text |  | JSON/COBie/IFC | Yes | assets[].location.floor_id | BIM/MEP/O&M | Pending
bd651c89-4802-4f98-9c28-19f8e72f04c7 | VAV Box L02-001 | IfcFlowController | LOI_Location | location.space_id | SP-L02-OFFICE-A | text |  | JSON/COBie/IFC | Yes | assets[].location.space_id | BIM/MEP/O&M | Pending
bd651c89-4802-4f98-9c28-19f8e72f04c7 | VAV Box L02-001 | IfcFlowController | LOI_Location | location.zone_id | ZONE-OFFICE-L02 | text |  | JSON/COBie/IFC | Conditional | assets[].location.zone_id | BIM/MEP/O&M | Pending
bd651c89-4802-4f98-9c28-19f8e72f04c7 | VAV Box L02-001 | IfcFlowController | IFC_Core | bim_mapping.ifc_guid | bd651c89-4802-4f98-9c28-19f8e72f04c7 | text |  | JSON/COBie/IFC | Yes | assets[].bim_mapping.ifc_guid | BIM/MEP/O&M | Pending
bd651c89-4802-4f98-9c28-19f8e72f04c7 | VAV Box L02-001 | IfcFlowController | IFC_Core | bim_mapping.ifc_entity | IfcFlowController | text |  | JSON/COBie/IFC | Conditional | assets[].bim_mapping.ifc_entity | BIM/MEP/O&M | Pending
bd651c89-4802-4f98-9c28-19f8e72f04c7 | VAV Box L02-001 | IfcFlowController | IFC_Core | bim_mapping.ifc_name | VAV Box L02-001 | text |  | JSON/COBie/IFC | Conditional | assets[].bim_mapping.ifc_name | BIM/MEP/O&M | Pending
bd651c89-4802-4f98-9c28-19f8e72f04c7 | VAV Box L02-001 | IfcFlowController | IFC_Core | bim_mapping.source_model_id | IFC-MEP-001 | text |  | JSON/COBie/IFC | Conditional | assets[].bim_mapping.source_model_id | BIM/MEP/O&M | Pending
bd651c89-4802-4f98-9c28-19f8e72f04c7 | VAV Box L02-001 | IfcFlowController | IFC_Core | bim_mapping.global_id_locked | TRUE | boolean |  | JSON/COBie/IFC | Conditional | assets[].bim_mapping.global_id_locked | BIM/MEP/O&M | Pending
bd651c89-4802-4f98-9c28-19f8e72f04c7 | VAV Box L02-001 | IfcFlowController | Asset_Metadata | cobie_mapping.component_name | VAV-L02-001 | text |  | JSON/COBie/IFC | Conditional | assets[].cobie_mapping.component_name | BIM/MEP/O&M | Pending
bd651c89-4802-4f98-9c28-19f8e72f04c7 | VAV Box L02-001 | IfcFlowController | Asset_Metadata | cobie_mapping.type_name | VAV | text |  | JSON/COBie/IFC | Conditional | assets[].cobie_mapping.type_name | BIM/MEP/O&M | Pending
bd651c89-4802-4f98-9c28-19f8e72f04c7 | VAV Box L02-001 | IfcFlowController | Asset_Metadata | cobie_mapping.system_name | HVAC | text |  | JSON/COBie/IFC | Conditional | assets[].cobie_mapping.system_name | BIM/MEP/O&M | Pending
bd651c89-4802-4f98-9c28-19f8e72f04c7 | VAV Box L02-001 | IfcFlowController | Asset_Metadata | cobie_mapping.space_name | SP-L02-OFFICE-A | text |  | JSON/COBie/IFC | Conditional | assets[].cobie_mapping.space_name | BIM/MEP/O&M | Pending
bd651c89-4802-4f98-9c28-19f8e72f04c7 | VAV Box L02-001 | IfcFlowController | LOI_Manufacturer | manufacturer_data.manufacturer | Generic Manufacturer | text |  | JSON/COBie/IFC | Yes | assets[].manufacturer_data.manufacturer | BIM/MEP/O&M | Pending
bd651c89-4802-4f98-9c28-19f8e72f04c7 | VAV Box L02-001 | IfcFlowController | LOI_Manufacturer | manufacturer_data.model | Model-Placeholder | text |  | JSON/COBie/IFC | Yes | assets[].manufacturer_data.model | BIM/MEP/O&M | Pending
bd651c89-4802-4f98-9c28-19f8e72f04c7 | VAV Box L02-001 | IfcFlowController | LOI_Manufacturer | manufacturer_data.serial_number | SN-VAV-L02-001 | text |  | JSON/COBie/IFC | Yes | assets[].manufacturer_data.serial_number | BIM/MEP/O&M | Pending
bd651c89-4802-4f98-9c28-19f8e72f04c7 | VAV Box L02-001 | IfcFlowController | LOI_Manufacturer | manufacturer_data.installation_date | 2026-05-15 | text |  | JSON/COBie/IFC | Conditional | assets[].manufacturer_data.installation_date | BIM/MEP/O&M | Pending
bd651c89-4802-4f98-9c28-19f8e72f04c7 | VAV Box L02-001 | IfcFlowController | LOI_Manufacturer | manufacturer_data.warranty_start_date | 2026-06-01 | text |  | JSON/COBie/IFC | Conditional | assets[].manufacturer_data.warranty_start_date | BIM/MEP/O&M | Pending
bd651c89-4802-4f98-9c28-19f8e72f04c7 | VAV Box L02-001 | IfcFlowController | LOI_Manufacturer | manufacturer_data.warranty_end_date | 2028-06-01 | text |  | JSON/COBie/IFC | Conditional | assets[].manufacturer_data.warranty_end_date | BIM/MEP/O&M | Pending
bd651c89-4802-4f98-9c28-19f8e72f04c7 | VAV Box L02-001 | IfcFlowController | LOI_Operation_Maintenance | operation_data.maintainable | TRUE | boolean |  | JSON/COBie/IFC | Conditional | assets[].operation_data.maintainable | BIM/MEP/O&M | Pending
bd651c89-4802-4f98-9c28-19f8e72f04c7 | VAV Box L02-001 | IfcFlowController | LOI_Operation_Maintenance | operation_data.criticality | Medium | text |  | JSON/COBie/IFC | Yes | assets[].operation_data.criticality | BIM/MEP/O&M | Pending
bd651c89-4802-4f98-9c28-19f8e72f04c7 | VAV Box L02-001 | IfcFlowController | LOI_Operation_Maintenance | operation_data.expected_life_years | 15 | number |  | JSON/COBie/IFC | Conditional | assets[].operation_data.expected_life_years | BIM/MEP/O&M | Pending
bd651c89-4802-4f98-9c28-19f8e72f04c7 | VAV Box L02-001 | IfcFlowController | LOI_Operation_Maintenance | operation_data.maintenance_strategy | preventive_and_condition_based | text |  | JSON/COBie/IFC | Yes | assets[].operation_data.maintenance_strategy | BIM/MEP/O&M | Pending
bd651c89-4802-4f98-9c28-19f8e72f04c7 | VAV Box L02-001 | IfcFlowController | LOI_Operation_Maintenance | operation_data.cmms_asset_id | CMMS-VAV-L02-001 | text |  | JSON/COBie/IFC | Yes | assets[].operation_data.cmms_asset_id | BIM/MEP/O&M | Pending
bd651c89-4802-4f98-9c28-19f8e72f04c7 | VAV Box L02-001 | IfcFlowController | LOI_Operation_Maintenance | operation_data.spare_part_group | SPARE-AIR-TERMINAL | text |  | JSON/COBie/IFC | Conditional | assets[].operation_data.spare_part_group | BIM/MEP/O&M | Pending
bd651c89-4802-4f98-9c28-19f8e72f04c7 | VAV Box L02-001 | IfcFlowController | LOI_Operation_Maintenance | operation_data.manual_url | https://example.com/om_manuals/VAV-L02-001.pdf | text |  | JSON/COBie/IFC | Conditional | assets[].operation_data.manual_url | BIM/MEP/O&M | Pending
bd651c89-4802-4f98-9c28-19f8e72f04c7 | VAV Box L02-001 | IfcFlowController | DTP_Metadata | digital_twin.dt_entity_type | asset | text |  | JSON/COBie/IFC | Conditional | assets[].digital_twin.dt_entity_type | BIM/MEP/O&M | Pending
bd651c89-4802-4f98-9c28-19f8e72f04c7 | VAV Box L02-001 | IfcFlowController | DTP_Metadata | digital_twin.state_source | BMS/IoT/CMMS | text |  | JSON/COBie/IFC | Conditional | assets[].digital_twin.state_source | BIM/MEP/O&M | Pending
bd651c89-4802-4f98-9c28-19f8e72f04c7 | VAV Box L02-001 | IfcFlowController | DTP_Metadata | digital_twin.realtime_enabled | TRUE | boolean |  | JSON/COBie/IFC | Conditional | assets[].digital_twin.realtime_enabled | BIM/MEP/O&M | Pending
bd651c89-4802-4f98-9c28-19f8e72f04c7 | VAV Box L02-001 | IfcFlowController | DTP_Metadata | digital_twin.history_enabled | TRUE | boolean |  | JSON/COBie/IFC | Conditional | assets[].digital_twin.history_enabled | BIM/MEP/O&M | Pending
bd651c89-4802-4f98-9c28-19f8e72f04c7 | VAV Box L02-001 | IfcFlowController | DTP_Metadata | digital_twin.visual_selectable | TRUE | boolean |  | JSON/COBie/IFC | Conditional | assets[].digital_twin.visual_selectable | BIM/MEP/O&M | Pending
bd651c89-4802-4f98-9c28-19f8e72f04c7 | VAV Box L02-001 | IfcFlowController | DTP_Metadata | digital_twin.visual_highlight_layer | LAYER-ASSET-HVAC | text |  | JSON/COBie/IFC | Conditional | assets[].digital_twin.visual_highlight_layer | BIM/MEP/O&M | Pending
bd651c89-4802-4f98-9c28-19f8e72f04c7 | VAV Box L02-001 | IfcFlowController | Asset_Metadata | tags[0] | hvac | text |  | JSON/COBie/IFC | Conditional | assets[].tags[0] | BIM/MEP/O&M | Pending
bd651c89-4802-4f98-9c28-19f8e72f04c7 | VAV Box L02-001 | IfcFlowController | Asset_Metadata | tags[1] | air_terminal | text |  | JSON/COBie/IFC | Conditional | assets[].tags[1] | BIM/MEP/O&M | Pending
bd651c89-4802-4f98-9c28-19f8e72f04c7 | VAV Box L02-001 | IfcFlowController | Asset_Metadata | tags[2] | vav | text |  | JSON/COBie/IFC | Conditional | assets[].tags[2] | BIM/MEP/O&M | Pending
ba559227-d5d4-48ee-8b50-8bd3ebd39201 | Fan Coil Unit L05-001 | IfcFlowTerminal | Asset_Metadata | asset_id | FCU-L05-001 | text |  | JSON/COBie/IFC | Yes | assets[].asset_id | BIM/MEP/O&M | Pending
ba559227-d5d4-48ee-8b50-8bd3ebd39201 | Fan Coil Unit L05-001 | IfcFlowTerminal | Asset_Metadata | asset_name | Fan Coil Unit L05-001 | text |  | JSON/COBie/IFC | Yes | assets[].asset_name | BIM/MEP/O&M | Pending
ba559227-d5d4-48ee-8b50-8bd3ebd39201 | Fan Coil Unit L05-001 | IfcFlowTerminal | Asset_Metadata | asset_status | in_service | text |  | JSON/COBie/IFC | Conditional | assets[].asset_status | BIM/MEP/O&M | Pending
ba559227-d5d4-48ee-8b50-8bd3ebd39201 | Fan Coil Unit L05-001 | IfcFlowTerminal | Asset_Metadata | system | HVAC | text |  | JSON/COBie/IFC | Yes | assets[].system | BIM/MEP/O&M | Pending
ba559227-d5d4-48ee-8b50-8bd3ebd39201 | Fan Coil Unit L05-001 | IfcFlowTerminal | Asset_Metadata | discipline | MEP | text |  | JSON/COBie/IFC | Conditional | assets[].discipline | BIM/MEP/O&M | Pending
ba559227-d5d4-48ee-8b50-8bd3ebd39201 | Fan Coil Unit L05-001 | IfcFlowTerminal | Asset_Metadata | category | Fan Coil Unit | text |  | JSON/COBie/IFC | Conditional | assets[].category | BIM/MEP/O&M | Pending
ba559227-d5d4-48ee-8b50-8bd3ebd39201 | Fan Coil Unit L05-001 | IfcFlowTerminal | Asset_Metadata | asset_type | FCU | text |  | JSON/COBie/IFC | Yes | assets[].asset_type | BIM/MEP/O&M | Pending
ba559227-d5d4-48ee-8b50-8bd3ebd39201 | Fan Coil Unit L05-001 | IfcFlowTerminal | LOI_Classification | classification.uniclass_code | placeholder | text |  | JSON/COBie/IFC | Yes | assets[].classification.uniclass_code | BIM/MEP/O&M | Pending
ba559227-d5d4-48ee-8b50-8bd3ebd39201 | Fan Coil Unit L05-001 | IfcFlowTerminal | LOI_Classification | classification.omniclass_code | placeholder | text |  | JSON/COBie/IFC | Yes | assets[].classification.omniclass_code | BIM/MEP/O&M | Pending
ba559227-d5d4-48ee-8b50-8bd3ebd39201 | Fan Coil Unit L05-001 | IfcFlowTerminal | LOI_Classification | classification.local_classification | HVAC/Fan Coil Unit/FCU | text |  | JSON/COBie/IFC | Conditional | assets[].classification.local_classification | BIM/MEP/O&M | Pending
ba559227-d5d4-48ee-8b50-8bd3ebd39201 | Fan Coil Unit L05-001 | IfcFlowTerminal | LOI_Location | location.facility_id | FAC-OFFICE-TOWER-A | text |  | JSON/COBie/IFC | Conditional | assets[].location.facility_id | BIM/MEP/O&M | Pending
ba559227-d5d4-48ee-8b50-8bd3ebd39201 | Fan Coil Unit L05-001 | IfcFlowTerminal | LOI_Location | location.floor_id | FL-L05 | text |  | JSON/COBie/IFC | Yes | assets[].location.floor_id | BIM/MEP/O&M | Pending
ba559227-d5d4-48ee-8b50-8bd3ebd39201 | Fan Coil Unit L05-001 | IfcFlowTerminal | LOI_Location | location.space_id | SP-L05-OFFICE-A | text |  | JSON/COBie/IFC | Yes | assets[].location.space_id | BIM/MEP/O&M | Pending
ba559227-d5d4-48ee-8b50-8bd3ebd39201 | Fan Coil Unit L05-001 | IfcFlowTerminal | LOI_Location | location.zone_id | ZONE-OFFICE-L05 | text |  | JSON/COBie/IFC | Conditional | assets[].location.zone_id | BIM/MEP/O&M | Pending
ba559227-d5d4-48ee-8b50-8bd3ebd39201 | Fan Coil Unit L05-001 | IfcFlowTerminal | IFC_Core | bim_mapping.ifc_guid | ba559227-d5d4-48ee-8b50-8bd3ebd39201 | text |  | JSON/COBie/IFC | Yes | assets[].bim_mapping.ifc_guid | BIM/MEP/O&M | Pending
ba559227-d5d4-48ee-8b50-8bd3ebd39201 | Fan Coil Unit L05-001 | IfcFlowTerminal | IFC_Core | bim_mapping.ifc_entity | IfcFlowTerminal | text |  | JSON/COBie/IFC | Conditional | assets[].bim_mapping.ifc_entity | BIM/MEP/O&M | Pending
ba559227-d5d4-48ee-8b50-8bd3ebd39201 | Fan Coil Unit L05-001 | IfcFlowTerminal | IFC_Core | bim_mapping.ifc_name | Fan Coil Unit L05-001 | text |  | JSON/COBie/IFC | Conditional | assets[].bim_mapping.ifc_name | BIM/MEP/O&M | Pending
ba559227-d5d4-48ee-8b50-8bd3ebd39201 | Fan Coil Unit L05-001 | IfcFlowTerminal | IFC_Core | bim_mapping.source_model_id | IFC-MEP-001 | text |  | JSON/COBie/IFC | Conditional | assets[].bim_mapping.source_model_id | BIM/MEP/O&M | Pending
ba559227-d5d4-48ee-8b50-8bd3ebd39201 | Fan Coil Unit L05-001 | IfcFlowTerminal | IFC_Core | bim_mapping.global_id_locked | TRUE | boolean |  | JSON/COBie/IFC | Conditional | assets[].bim_mapping.global_id_locked | BIM/MEP/O&M | Pending
ba559227-d5d4-48ee-8b50-8bd3ebd39201 | Fan Coil Unit L05-001 | IfcFlowTerminal | Asset_Metadata | cobie_mapping.component_name | FCU-L05-001 | text |  | JSON/COBie/IFC | Conditional | assets[].cobie_mapping.component_name | BIM/MEP/O&M | Pending
ba559227-d5d4-48ee-8b50-8bd3ebd39201 | Fan Coil Unit L05-001 | IfcFlowTerminal | Asset_Metadata | cobie_mapping.type_name | FCU | text |  | JSON/COBie/IFC | Conditional | assets[].cobie_mapping.type_name | BIM/MEP/O&M | Pending
ba559227-d5d4-48ee-8b50-8bd3ebd39201 | Fan Coil Unit L05-001 | IfcFlowTerminal | Asset_Metadata | cobie_mapping.system_name | HVAC | text |  | JSON/COBie/IFC | Conditional | assets[].cobie_mapping.system_name | BIM/MEP/O&M | Pending
ba559227-d5d4-48ee-8b50-8bd3ebd39201 | Fan Coil Unit L05-001 | IfcFlowTerminal | Asset_Metadata | cobie_mapping.space_name | SP-L05-OFFICE-A | text |  | JSON/COBie/IFC | Conditional | assets[].cobie_mapping.space_name | BIM/MEP/O&M | Pending
ba559227-d5d4-48ee-8b50-8bd3ebd39201 | Fan Coil Unit L05-001 | IfcFlowTerminal | LOI_Manufacturer | manufacturer_data.manufacturer | Daikin | text |  | JSON/COBie/IFC | Yes | assets[].manufacturer_data.manufacturer | BIM/MEP/O&M | Pending
ba559227-d5d4-48ee-8b50-8bd3ebd39201 | Fan Coil Unit L05-001 | IfcFlowTerminal | LOI_Manufacturer | manufacturer_data.model | FCU-400 | text |  | JSON/COBie/IFC | Yes | assets[].manufacturer_data.model | BIM/MEP/O&M | Pending
ba559227-d5d4-48ee-8b50-8bd3ebd39201 | Fan Coil Unit L05-001 | IfcFlowTerminal | LOI_Manufacturer | manufacturer_data.serial_number | SN-FCU-L05-001 | text |  | JSON/COBie/IFC | Yes | assets[].manufacturer_data.serial_number | BIM/MEP/O&M | Pending
ba559227-d5d4-48ee-8b50-8bd3ebd39201 | Fan Coil Unit L05-001 | IfcFlowTerminal | LOI_Manufacturer | manufacturer_data.installation_date | 2026-05-15 | text |  | JSON/COBie/IFC | Conditional | assets[].manufacturer_data.installation_date | BIM/MEP/O&M | Pending
ba559227-d5d4-48ee-8b50-8bd3ebd39201 | Fan Coil Unit L05-001 | IfcFlowTerminal | LOI_Manufacturer | manufacturer_data.warranty_start_date | 2026-06-01 | text |  | JSON/COBie/IFC | Conditional | assets[].manufacturer_data.warranty_start_date | BIM/MEP/O&M | Pending
ba559227-d5d4-48ee-8b50-8bd3ebd39201 | Fan Coil Unit L05-001 | IfcFlowTerminal | LOI_Manufacturer | manufacturer_data.warranty_end_date | 2028-06-01 | text |  | JSON/COBie/IFC | Conditional | assets[].manufacturer_data.warranty_end_date | BIM/MEP/O&M | Pending
ba559227-d5d4-48ee-8b50-8bd3ebd39201 | Fan Coil Unit L05-001 | IfcFlowTerminal | LOI_Operation_Maintenance | operation_data.maintainable | TRUE | boolean |  | JSON/COBie/IFC | Conditional | assets[].operation_data.maintainable | BIM/MEP/O&M | Pending
ba559227-d5d4-48ee-8b50-8bd3ebd39201 | Fan Coil Unit L05-001 | IfcFlowTerminal | LOI_Operation_Maintenance | operation_data.criticality | Medium | text |  | JSON/COBie/IFC | Yes | assets[].operation_data.criticality | BIM/MEP/O&M | Pending
ba559227-d5d4-48ee-8b50-8bd3ebd39201 | Fan Coil Unit L05-001 | IfcFlowTerminal | LOI_Operation_Maintenance | operation_data.expected_life_years | 15 | number |  | JSON/COBie/IFC | Conditional | assets[].operation_data.expected_life_years | BIM/MEP/O&M | Pending
ba559227-d5d4-48ee-8b50-8bd3ebd39201 | Fan Coil Unit L05-001 | IfcFlowTerminal | LOI_Operation_Maintenance | operation_data.maintenance_strategy | preventive_and_condition_based | text |  | JSON/COBie/IFC | Yes | assets[].operation_data.maintenance_strategy | BIM/MEP/O&M | Pending
ba559227-d5d4-48ee-8b50-8bd3ebd39201 | Fan Coil Unit L05-001 | IfcFlowTerminal | LOI_Operation_Maintenance | operation_data.cmms_asset_id | CMMS-FCU-L05-001 | text |  | JSON/COBie/IFC | Yes | assets[].operation_data.cmms_asset_id | BIM/MEP/O&M | Pending
ba559227-d5d4-48ee-8b50-8bd3ebd39201 | Fan Coil Unit L05-001 | IfcFlowTerminal | LOI_Operation_Maintenance | operation_data.spare_part_group | SPARE-FAN-COIL-UNIT | text |  | JSON/COBie/IFC | Conditional | assets[].operation_data.spare_part_group | BIM/MEP/O&M | Pending
ba559227-d5d4-48ee-8b50-8bd3ebd39201 | Fan Coil Unit L05-001 | IfcFlowTerminal | LOI_Operation_Maintenance | operation_data.manual_url | https://example.com/om_manuals/FCU-L05-001.pdf | text |  | JSON/COBie/IFC | Conditional | assets[].operation_data.manual_url | BIM/MEP/O&M | Pending
ba559227-d5d4-48ee-8b50-8bd3ebd39201 | Fan Coil Unit L05-001 | IfcFlowTerminal | DTP_Metadata | digital_twin.dt_entity_type | asset | text |  | JSON/COBie/IFC | Conditional | assets[].digital_twin.dt_entity_type | BIM/MEP/O&M | Pending
ba559227-d5d4-48ee-8b50-8bd3ebd39201 | Fan Coil Unit L05-001 | IfcFlowTerminal | DTP_Metadata | digital_twin.state_source | BMS/IoT/CMMS | text |  | JSON/COBie/IFC | Conditional | assets[].digital_twin.state_source | BIM/MEP/O&M | Pending
ba559227-d5d4-48ee-8b50-8bd3ebd39201 | Fan Coil Unit L05-001 | IfcFlowTerminal | DTP_Metadata | digital_twin.realtime_enabled | TRUE | boolean |  | JSON/COBie/IFC | Conditional | assets[].digital_twin.realtime_enabled | BIM/MEP/O&M | Pending
ba559227-d5d4-48ee-8b50-8bd3ebd39201 | Fan Coil Unit L05-001 | IfcFlowTerminal | DTP_Metadata | digital_twin.history_enabled | TRUE | boolean |  | JSON/COBie/IFC | Conditional | assets[].digital_twin.history_enabled | BIM/MEP/O&M | Pending
ba559227-d5d4-48ee-8b50-8bd3ebd39201 | Fan Coil Unit L05-001 | IfcFlowTerminal | DTP_Metadata | digital_twin.visual_selectable | TRUE | boolean |  | JSON/COBie/IFC | Conditional | assets[].digital_twin.visual_selectable | BIM/MEP/O&M | Pending
ba559227-d5d4-48ee-8b50-8bd3ebd39201 | Fan Coil Unit L05-001 | IfcFlowTerminal | DTP_Metadata | digital_twin.visual_highlight_layer | LAYER-ASSET-HVAC | text |  | JSON/COBie/IFC | Conditional | assets[].digital_twin.visual_highlight_layer | BIM/MEP/O&M | Pending
ba559227-d5d4-48ee-8b50-8bd3ebd39201 | Fan Coil Unit L05-001 | IfcFlowTerminal | Asset_Metadata | tags[0] | hvac | text |  | JSON/COBie/IFC | Conditional | assets[].tags[0] | BIM/MEP/O&M | Pending
ba559227-d5d4-48ee-8b50-8bd3ebd39201 | Fan Coil Unit L05-001 | IfcFlowTerminal | Asset_Metadata | tags[1] | fan_coil_unit | text |  | JSON/COBie/IFC | Conditional | assets[].tags[1] | BIM/MEP/O&M | Pending
ba559227-d5d4-48ee-8b50-8bd3ebd39201 | Fan Coil Unit L05-001 | IfcFlowTerminal | Asset_Metadata | tags[2] | fcu | text |  | JSON/COBie/IFC | Conditional | assets[].tags[2] | BIM/MEP/O&M | Pending
5afa5db8-b04d-461f-8a15-4c53e55e3c88 | VAV Box L05-001 | IfcFlowController | Asset_Metadata | asset_id | VAV-L05-001 | text |  | JSON/COBie/IFC | Yes | assets[].asset_id | BIM/MEP/O&M | Pending
5afa5db8-b04d-461f-8a15-4c53e55e3c88 | VAV Box L05-001 | IfcFlowController | Asset_Metadata | asset_name | VAV Box L05-001 | text |  | JSON/COBie/IFC | Yes | assets[].asset_name | BIM/MEP/O&M | Pending
5afa5db8-b04d-461f-8a15-4c53e55e3c88 | VAV Box L05-001 | IfcFlowController | Asset_Metadata | asset_status | in_service | text |  | JSON/COBie/IFC | Conditional | assets[].asset_status | BIM/MEP/O&M | Pending
5afa5db8-b04d-461f-8a15-4c53e55e3c88 | VAV Box L05-001 | IfcFlowController | Asset_Metadata | system | HVAC | text |  | JSON/COBie/IFC | Yes | assets[].system | BIM/MEP/O&M | Pending
5afa5db8-b04d-461f-8a15-4c53e55e3c88 | VAV Box L05-001 | IfcFlowController | Asset_Metadata | discipline | MEP | text |  | JSON/COBie/IFC | Conditional | assets[].discipline | BIM/MEP/O&M | Pending
5afa5db8-b04d-461f-8a15-4c53e55e3c88 | VAV Box L05-001 | IfcFlowController | Asset_Metadata | category | Air Terminal | text |  | JSON/COBie/IFC | Conditional | assets[].category | BIM/MEP/O&M | Pending
5afa5db8-b04d-461f-8a15-4c53e55e3c88 | VAV Box L05-001 | IfcFlowController | Asset_Metadata | asset_type | VAV | text |  | JSON/COBie/IFC | Yes | assets[].asset_type | BIM/MEP/O&M | Pending
5afa5db8-b04d-461f-8a15-4c53e55e3c88 | VAV Box L05-001 | IfcFlowController | LOI_Classification | classification.uniclass_code | placeholder | text |  | JSON/COBie/IFC | Yes | assets[].classification.uniclass_code | BIM/MEP/O&M | Pending
5afa5db8-b04d-461f-8a15-4c53e55e3c88 | VAV Box L05-001 | IfcFlowController | LOI_Classification | classification.omniclass_code | placeholder | text |  | JSON/COBie/IFC | Yes | assets[].classification.omniclass_code | BIM/MEP/O&M | Pending
5afa5db8-b04d-461f-8a15-4c53e55e3c88 | VAV Box L05-001 | IfcFlowController | LOI_Classification | classification.local_classification | HVAC/Air Terminal/VAV | text |  | JSON/COBie/IFC | Conditional | assets[].classification.local_classification | BIM/MEP/O&M | Pending
5afa5db8-b04d-461f-8a15-4c53e55e3c88 | VAV Box L05-001 | IfcFlowController | LOI_Location | location.facility_id | FAC-OFFICE-TOWER-A | text |  | JSON/COBie/IFC | Conditional | assets[].location.facility_id | BIM/MEP/O&M | Pending
5afa5db8-b04d-461f-8a15-4c53e55e3c88 | VAV Box L05-001 | IfcFlowController | LOI_Location | location.floor_id | FL-L05 | text |  | JSON/COBie/IFC | Yes | assets[].location.floor_id | BIM/MEP/O&M | Pending
5afa5db8-b04d-461f-8a15-4c53e55e3c88 | VAV Box L05-001 | IfcFlowController | LOI_Location | location.space_id | SP-L05-OFFICE-A | text |  | JSON/COBie/IFC | Yes | assets[].location.space_id | BIM/MEP/O&M | Pending
5afa5db8-b04d-461f-8a15-4c53e55e3c88 | VAV Box L05-001 | IfcFlowController | LOI_Location | location.zone_id | ZONE-OFFICE-L05 | text |  | JSON/COBie/IFC | Conditional | assets[].location.zone_id | BIM/MEP/O&M | Pending
5afa5db8-b04d-461f-8a15-4c53e55e3c88 | VAV Box L05-001 | IfcFlowController | IFC_Core | bim_mapping.ifc_guid | 5afa5db8-b04d-461f-8a15-4c53e55e3c88 | text |  | JSON/COBie/IFC | Yes | assets[].bim_mapping.ifc_guid | BIM/MEP/O&M | Pending
5afa5db8-b04d-461f-8a15-4c53e55e3c88 | VAV Box L05-001 | IfcFlowController | IFC_Core | bim_mapping.ifc_entity | IfcFlowController | text |  | JSON/COBie/IFC | Conditional | assets[].bim_mapping.ifc_entity | BIM/MEP/O&M | Pending
5afa5db8-b04d-461f-8a15-4c53e55e3c88 | VAV Box L05-001 | IfcFlowController | IFC_Core | bim_mapping.ifc_name | VAV Box L05-001 | text |  | JSON/COBie/IFC | Conditional | assets[].bim_mapping.ifc_name | BIM/MEP/O&M | Pending
5afa5db8-b04d-461f-8a15-4c53e55e3c88 | VAV Box L05-001 | IfcFlowController | IFC_Core | bim_mapping.source_model_id | IFC-MEP-001 | text |  | JSON/COBie/IFC | Conditional | assets[].bim_mapping.source_model_id | BIM/MEP/O&M | Pending
5afa5db8-b04d-461f-8a15-4c53e55e3c88 | VAV Box L05-001 | IfcFlowController | IFC_Core | bim_mapping.global_id_locked | TRUE | boolean |  | JSON/COBie/IFC | Conditional | assets[].bim_mapping.global_id_locked | BIM/MEP/O&M | Pending
5afa5db8-b04d-461f-8a15-4c53e55e3c88 | VAV Box L05-001 | IfcFlowController | Asset_Metadata | cobie_mapping.component_name | VAV-L05-001 | text |  | JSON/COBie/IFC | Conditional | assets[].cobie_mapping.component_name | BIM/MEP/O&M | Pending
5afa5db8-b04d-461f-8a15-4c53e55e3c88 | VAV Box L05-001 | IfcFlowController | Asset_Metadata | cobie_mapping.type_name | VAV | text |  | JSON/COBie/IFC | Conditional | assets[].cobie_mapping.type_name | BIM/MEP/O&M | Pending
5afa5db8-b04d-461f-8a15-4c53e55e3c88 | VAV Box L05-001 | IfcFlowController | Asset_Metadata | cobie_mapping.system_name | HVAC | text |  | JSON/COBie/IFC | Conditional | assets[].cobie_mapping.system_name | BIM/MEP/O&M | Pending
5afa5db8-b04d-461f-8a15-4c53e55e3c88 | VAV Box L05-001 | IfcFlowController | Asset_Metadata | cobie_mapping.space_name | SP-L05-OFFICE-A | text |  | JSON/COBie/IFC | Conditional | assets[].cobie_mapping.space_name | BIM/MEP/O&M | Pending
5afa5db8-b04d-461f-8a15-4c53e55e3c88 | VAV Box L05-001 | IfcFlowController | LOI_Manufacturer | manufacturer_data.manufacturer | Generic Manufacturer | text |  | JSON/COBie/IFC | Yes | assets[].manufacturer_data.manufacturer | BIM/MEP/O&M | Pending
5afa5db8-b04d-461f-8a15-4c53e55e3c88 | VAV Box L05-001 | IfcFlowController | LOI_Manufacturer | manufacturer_data.model | Model-Placeholder | text |  | JSON/COBie/IFC | Yes | assets[].manufacturer_data.model | BIM/MEP/O&M | Pending
5afa5db8-b04d-461f-8a15-4c53e55e3c88 | VAV Box L05-001 | IfcFlowController | LOI_Manufacturer | manufacturer_data.serial_number | SN-VAV-L05-001 | text |  | JSON/COBie/IFC | Yes | assets[].manufacturer_data.serial_number | BIM/MEP/O&M | Pending
5afa5db8-b04d-461f-8a15-4c53e55e3c88 | VAV Box L05-001 | IfcFlowController | LOI_Manufacturer | manufacturer_data.installation_date | 2026-05-15 | text |  | JSON/COBie/IFC | Conditional | assets[].manufacturer_data.installation_date | BIM/MEP/O&M | Pending
5afa5db8-b04d-461f-8a15-4c53e55e3c88 | VAV Box L05-001 | IfcFlowController | LOI_Manufacturer | manufacturer_data.warranty_start_date | 2026-06-01 | text |  | JSON/COBie/IFC | Conditional | assets[].manufacturer_data.warranty_start_date | BIM/MEP/O&M | Pending
5afa5db8-b04d-461f-8a15-4c53e55e3c88 | VAV Box L05-001 | IfcFlowController | LOI_Manufacturer | manufacturer_data.warranty_end_date | 2028-06-01 | text |  | JSON/COBie/IFC | Conditional | assets[].manufacturer_data.warranty_end_date | BIM/MEP/O&M | Pending
5afa5db8-b04d-461f-8a15-4c53e55e3c88 | VAV Box L05-001 | IfcFlowController | LOI_Operation_Maintenance | operation_data.maintainable | TRUE | boolean |  | JSON/COBie/IFC | Conditional | assets[].operation_data.maintainable | BIM/MEP/O&M | Pending
5afa5db8-b04d-461f-8a15-4c53e55e3c88 | VAV Box L05-001 | IfcFlowController | LOI_Operation_Maintenance | operation_data.criticality | Medium | text |  | JSON/COBie/IFC | Yes | assets[].operation_data.criticality | BIM/MEP/O&M | Pending
5afa5db8-b04d-461f-8a15-4c53e55e3c88 | VAV Box L05-001 | IfcFlowController | LOI_Operation_Maintenance | operation_data.expected_life_years | 15 | number |  | JSON/COBie/IFC | Conditional | assets[].operation_data.expected_life_years | BIM/MEP/O&M | Pending
5afa5db8-b04d-461f-8a15-4c53e55e3c88 | VAV Box L05-001 | IfcFlowController | LOI_Operation_Maintenance | operation_data.maintenance_strategy | preventive_and_condition_based | text |  | JSON/COBie/IFC | Yes | assets[].operation_data.maintenance_strategy | BIM/MEP/O&M | Pending
5afa5db8-b04d-461f-8a15-4c53e55e3c88 | VAV Box L05-001 | IfcFlowController | LOI_Operation_Maintenance | operation_data.cmms_asset_id | CMMS-VAV-L05-001 | text |  | JSON/COBie/IFC | Yes | assets[].operation_data.cmms_asset_id | BIM/MEP/O&M | Pending
5afa5db8-b04d-461f-8a15-4c53e55e3c88 | VAV Box L05-001 | IfcFlowController | LOI_Operation_Maintenance | operation_data.spare_part_group | SPARE-AIR-TERMINAL | text |  | JSON/COBie/IFC | Conditional | assets[].operation_data.spare_part_group | BIM/MEP/O&M | Pending
5afa5db8-b04d-461f-8a15-4c53e55e3c88 | VAV Box L05-001 | IfcFlowController | LOI_Operation_Maintenance | operation_data.manual_url | https://example.com/om_manuals/VAV-L05-001.pdf | text |  | JSON/COBie/IFC | Conditional | assets[].operation_data.manual_url | BIM/MEP/O&M | Pending
5afa5db8-b04d-461f-8a15-4c53e55e3c88 | VAV Box L05-001 | IfcFlowController | DTP_Metadata | digital_twin.dt_entity_type | asset | text |  | JSON/COBie/IFC | Conditional | assets[].digital_twin.dt_entity_type | BIM/MEP/O&M | Pending
5afa5db8-b04d-461f-8a15-4c53e55e3c88 | VAV Box L05-001 | IfcFlowController | DTP_Metadata | digital_twin.state_source | BMS/IoT/CMMS | text |  | JSON/COBie/IFC | Conditional | assets[].digital_twin.state_source | BIM/MEP/O&M | Pending
5afa5db8-b04d-461f-8a15-4c53e55e3c88 | VAV Box L05-001 | IfcFlowController | DTP_Metadata | digital_twin.realtime_enabled | TRUE | boolean |  | JSON/COBie/IFC | Conditional | assets[].digital_twin.realtime_enabled | BIM/MEP/O&M | Pending
5afa5db8-b04d-461f-8a15-4c53e55e3c88 | VAV Box L05-001 | IfcFlowController | DTP_Metadata | digital_twin.history_enabled | TRUE | boolean |  | JSON/COBie/IFC | Conditional | assets[].digital_twin.history_enabled | BIM/MEP/O&M | Pending
5afa5db8-b04d-461f-8a15-4c53e55e3c88 | VAV Box L05-001 | IfcFlowController | DTP_Metadata | digital_twin.visual_selectable | TRUE | boolean |  | JSON/COBie/IFC | Conditional | assets[].digital_twin.visual_selectable | BIM/MEP/O&M | Pending
5afa5db8-b04d-461f-8a15-4c53e55e3c88 | VAV Box L05-001 | IfcFlowController | DTP_Metadata | digital_twin.visual_highlight_layer | LAYER-ASSET-HVAC | text |  | JSON/COBie/IFC | Conditional | assets[].digital_twin.visual_highlight_layer | BIM/MEP/O&M | Pending
5afa5db8-b04d-461f-8a15-4c53e55e3c88 | VAV Box L05-001 | IfcFlowController | Asset_Metadata | tags[0] | hvac | text |  | JSON/COBie/IFC | Conditional | assets[].tags[0] | BIM/MEP/O&M | Pending
5afa5db8-b04d-461f-8a15-4c53e55e3c88 | VAV Box L05-001 | IfcFlowController | Asset_Metadata | tags[1] | air_terminal | text |  | JSON/COBie/IFC | Conditional | assets[].tags[1] | BIM/MEP/O&M | Pending
5afa5db8-b04d-461f-8a15-4c53e55e3c88 | VAV Box L05-001 | IfcFlowController | Asset_Metadata | tags[2] | vav | text |  | JSON/COBie/IFC | Conditional | assets[].tags[2] | BIM/MEP/O&M | Pending
d3aa0593-2a36-463a-afac-a9e421da167b | Fan Coil Unit L10-001 | IfcFlowTerminal | Asset_Metadata | asset_id | FCU-L10-001 | text |  | JSON/COBie/IFC | Yes | assets[].asset_id | BIM/MEP/O&M | Pending
d3aa0593-2a36-463a-afac-a9e421da167b | Fan Coil Unit L10-001 | IfcFlowTerminal | Asset_Metadata | asset_name | Fan Coil Unit L10-001 | text |  | JSON/COBie/IFC | Yes | assets[].asset_name | BIM/MEP/O&M | Pending
d3aa0593-2a36-463a-afac-a9e421da167b | Fan Coil Unit L10-001 | IfcFlowTerminal | Asset_Metadata | asset_status | in_service | text |  | JSON/COBie/IFC | Conditional | assets[].asset_status | BIM/MEP/O&M | Pending
d3aa0593-2a36-463a-afac-a9e421da167b | Fan Coil Unit L10-001 | IfcFlowTerminal | Asset_Metadata | system | HVAC | text |  | JSON/COBie/IFC | Yes | assets[].system | BIM/MEP/O&M | Pending
d3aa0593-2a36-463a-afac-a9e421da167b | Fan Coil Unit L10-001 | IfcFlowTerminal | Asset_Metadata | discipline | MEP | text |  | JSON/COBie/IFC | Conditional | assets[].discipline | BIM/MEP/O&M | Pending
d3aa0593-2a36-463a-afac-a9e421da167b | Fan Coil Unit L10-001 | IfcFlowTerminal | Asset_Metadata | category | Fan Coil Unit | text |  | JSON/COBie/IFC | Conditional | assets[].category | BIM/MEP/O&M | Pending
d3aa0593-2a36-463a-afac-a9e421da167b | Fan Coil Unit L10-001 | IfcFlowTerminal | Asset_Metadata | asset_type | FCU | text |  | JSON/COBie/IFC | Yes | assets[].asset_type | BIM/MEP/O&M | Pending
d3aa0593-2a36-463a-afac-a9e421da167b | Fan Coil Unit L10-001 | IfcFlowTerminal | LOI_Classification | classification.uniclass_code | placeholder | text |  | JSON/COBie/IFC | Yes | assets[].classification.uniclass_code | BIM/MEP/O&M | Pending
d3aa0593-2a36-463a-afac-a9e421da167b | Fan Coil Unit L10-001 | IfcFlowTerminal | LOI_Classification | classification.omniclass_code | placeholder | text |  | JSON/COBie/IFC | Yes | assets[].classification.omniclass_code | BIM/MEP/O&M | Pending
d3aa0593-2a36-463a-afac-a9e421da167b | Fan Coil Unit L10-001 | IfcFlowTerminal | LOI_Classification | classification.local_classification | HVAC/Fan Coil Unit/FCU | text |  | JSON/COBie/IFC | Conditional | assets[].classification.local_classification | BIM/MEP/O&M | Pending
d3aa0593-2a36-463a-afac-a9e421da167b | Fan Coil Unit L10-001 | IfcFlowTerminal | LOI_Location | location.facility_id | FAC-OFFICE-TOWER-A | text |  | JSON/COBie/IFC | Conditional | assets[].location.facility_id | BIM/MEP/O&M | Pending
d3aa0593-2a36-463a-afac-a9e421da167b | Fan Coil Unit L10-001 | IfcFlowTerminal | LOI_Location | location.floor_id | FL-L10 | text |  | JSON/COBie/IFC | Yes | assets[].location.floor_id | BIM/MEP/O&M | Pending
d3aa0593-2a36-463a-afac-a9e421da167b | Fan Coil Unit L10-001 | IfcFlowTerminal | LOI_Location | location.space_id | SP-L10-OFFICE-A | text |  | JSON/COBie/IFC | Yes | assets[].location.space_id | BIM/MEP/O&M | Pending
d3aa0593-2a36-463a-afac-a9e421da167b | Fan Coil Unit L10-001 | IfcFlowTerminal | LOI_Location | location.zone_id | ZONE-OFFICE-L10 | text |  | JSON/COBie/IFC | Conditional | assets[].location.zone_id | BIM/MEP/O&M | Pending
d3aa0593-2a36-463a-afac-a9e421da167b | Fan Coil Unit L10-001 | IfcFlowTerminal | IFC_Core | bim_mapping.ifc_guid | d3aa0593-2a36-463a-afac-a9e421da167b | text |  | JSON/COBie/IFC | Yes | assets[].bim_mapping.ifc_guid | BIM/MEP/O&M | Pending
d3aa0593-2a36-463a-afac-a9e421da167b | Fan Coil Unit L10-001 | IfcFlowTerminal | IFC_Core | bim_mapping.ifc_entity | IfcFlowTerminal | text |  | JSON/COBie/IFC | Conditional | assets[].bim_mapping.ifc_entity | BIM/MEP/O&M | Pending
d3aa0593-2a36-463a-afac-a9e421da167b | Fan Coil Unit L10-001 | IfcFlowTerminal | IFC_Core | bim_mapping.ifc_name | Fan Coil Unit L10-001 | text |  | JSON/COBie/IFC | Conditional | assets[].bim_mapping.ifc_name | BIM/MEP/O&M | Pending
d3aa0593-2a36-463a-afac-a9e421da167b | Fan Coil Unit L10-001 | IfcFlowTerminal | IFC_Core | bim_mapping.source_model_id | IFC-MEP-001 | text |  | JSON/COBie/IFC | Conditional | assets[].bim_mapping.source_model_id | BIM/MEP/O&M | Pending
d3aa0593-2a36-463a-afac-a9e421da167b | Fan Coil Unit L10-001 | IfcFlowTerminal | IFC_Core | bim_mapping.global_id_locked | TRUE | boolean |  | JSON/COBie/IFC | Conditional | assets[].bim_mapping.global_id_locked | BIM/MEP/O&M | Pending
d3aa0593-2a36-463a-afac-a9e421da167b | Fan Coil Unit L10-001 | IfcFlowTerminal | Asset_Metadata | cobie_mapping.component_name | FCU-L10-001 | text |  | JSON/COBie/IFC | Conditional | assets[].cobie_mapping.component_name | BIM/MEP/O&M | Pending
d3aa0593-2a36-463a-afac-a9e421da167b | Fan Coil Unit L10-001 | IfcFlowTerminal | Asset_Metadata | cobie_mapping.type_name | FCU | text |  | JSON/COBie/IFC | Conditional | assets[].cobie_mapping.type_name | BIM/MEP/O&M | Pending
d3aa0593-2a36-463a-afac-a9e421da167b | Fan Coil Unit L10-001 | IfcFlowTerminal | Asset_Metadata | cobie_mapping.system_name | HVAC | text |  | JSON/COBie/IFC | Conditional | assets[].cobie_mapping.system_name | BIM/MEP/O&M | Pending
d3aa0593-2a36-463a-afac-a9e421da167b | Fan Coil Unit L10-001 | IfcFlowTerminal | Asset_Metadata | cobie_mapping.space_name | SP-L10-OFFICE-A | text |  | JSON/COBie/IFC | Conditional | assets[].cobie_mapping.space_name | BIM/MEP/O&M | Pending
d3aa0593-2a36-463a-afac-a9e421da167b | Fan Coil Unit L10-001 | IfcFlowTerminal | LOI_Manufacturer | manufacturer_data.manufacturer | Daikin | text |  | JSON/COBie/IFC | Yes | assets[].manufacturer_data.manufacturer | BIM/MEP/O&M | Pending
d3aa0593-2a36-463a-afac-a9e421da167b | Fan Coil Unit L10-001 | IfcFlowTerminal | LOI_Manufacturer | manufacturer_data.model | FCU-400 | text |  | JSON/COBie/IFC | Yes | assets[].manufacturer_data.model | BIM/MEP/O&M | Pending
d3aa0593-2a36-463a-afac-a9e421da167b | Fan Coil Unit L10-001 | IfcFlowTerminal | LOI_Manufacturer | manufacturer_data.serial_number | SN-FCU-L10-001 | text |  | JSON/COBie/IFC | Yes | assets[].manufacturer_data.serial_number | BIM/MEP/O&M | Pending
d3aa0593-2a36-463a-afac-a9e421da167b | Fan Coil Unit L10-001 | IfcFlowTerminal | LOI_Manufacturer | manufacturer_data.installation_date | 2026-05-15 | text |  | JSON/COBie/IFC | Conditional | assets[].manufacturer_data.installation_date | BIM/MEP/O&M | Pending
d3aa0593-2a36-463a-afac-a9e421da167b | Fan Coil Unit L10-001 | IfcFlowTerminal | LOI_Manufacturer | manufacturer_data.warranty_start_date | 2026-06-01 | text |  | JSON/COBie/IFC | Conditional | assets[].manufacturer_data.warranty_start_date | BIM/MEP/O&M | Pending
d3aa0593-2a36-463a-afac-a9e421da167b | Fan Coil Unit L10-001 | IfcFlowTerminal | LOI_Manufacturer | manufacturer_data.warranty_end_date | 2028-06-01 | text |  | JSON/COBie/IFC | Conditional | assets[].manufacturer_data.warranty_end_date | BIM/MEP/O&M | Pending
d3aa0593-2a36-463a-afac-a9e421da167b | Fan Coil Unit L10-001 | IfcFlowTerminal | LOI_Operation_Maintenance | operation_data.maintainable | TRUE | boolean |  | JSON/COBie/IFC | Conditional | assets[].operation_data.maintainable | BIM/MEP/O&M | Pending
d3aa0593-2a36-463a-afac-a9e421da167b | Fan Coil Unit L10-001 | IfcFlowTerminal | LOI_Operation_Maintenance | operation_data.criticality | Medium | text |  | JSON/COBie/IFC | Yes | assets[].operation_data.criticality | BIM/MEP/O&M | Pending
d3aa0593-2a36-463a-afac-a9e421da167b | Fan Coil Unit L10-001 | IfcFlowTerminal | LOI_Operation_Maintenance | operation_data.expected_life_years | 15 | number |  | JSON/COBie/IFC | Conditional | assets[].operation_data.expected_life_years | BIM/MEP/O&M | Pending
d3aa0593-2a36-463a-afac-a9e421da167b | Fan Coil Unit L10-001 | IfcFlowTerminal | LOI_Operation_Maintenance | operation_data.maintenance_strategy | preventive_and_condition_based | text |  | JSON/COBie/IFC | Yes | assets[].operation_data.maintenance_strategy | BIM/MEP/O&M | Pending
d3aa0593-2a36-463a-afac-a9e421da167b | Fan Coil Unit L10-001 | IfcFlowTerminal | LOI_Operation_Maintenance | operation_data.cmms_asset_id | CMMS-FCU-L10-001 | text |  | JSON/COBie/IFC | Yes | assets[].operation_data.cmms_asset_id | BIM/MEP/O&M | Pending
d3aa0593-2a36-463a-afac-a9e421da167b | Fan Coil Unit L10-001 | IfcFlowTerminal | LOI_Operation_Maintenance | operation_data.spare_part_group | SPARE-FAN-COIL-UNIT | text |  | JSON/COBie/IFC | Conditional | assets[].operation_data.spare_part_group | BIM/MEP/O&M | Pending
d3aa0593-2a36-463a-afac-a9e421da167b | Fan Coil Unit L10-001 | IfcFlowTerminal | LOI_Operation_Maintenance | operation_data.manual_url | https://example.com/om_manuals/FCU-L10-001.pdf | text |  | JSON/COBie/IFC | Conditional | assets[].operation_data.manual_url | BIM/MEP/O&M | Pending
d3aa0593-2a36-463a-afac-a9e421da167b | Fan Coil Unit L10-001 | IfcFlowTerminal | DTP_Metadata | digital_twin.dt_entity_type | asset | text |  | JSON/COBie/IFC | Conditional | assets[].digital_twin.dt_entity_type | BIM/MEP/O&M | Pending
d3aa0593-2a36-463a-afac-a9e421da167b | Fan Coil Unit L10-001 | IfcFlowTerminal | DTP_Metadata | digital_twin.state_source | BMS/IoT/CMMS | text |  | JSON/COBie/IFC | Conditional | assets[].digital_twin.state_source | BIM/MEP/O&M | Pending
d3aa0593-2a36-463a-afac-a9e421da167b | Fan Coil Unit L10-001 | IfcFlowTerminal | DTP_Metadata | digital_twin.realtime_enabled | TRUE | boolean |  | JSON/COBie/IFC | Conditional | assets[].digital_twin.realtime_enabled | BIM/MEP/O&M | Pending
d3aa0593-2a36-463a-afac-a9e421da167b | Fan Coil Unit L10-001 | IfcFlowTerminal | DTP_Metadata | digital_twin.history_enabled | TRUE | boolean |  | JSON/COBie/IFC | Conditional | assets[].digital_twin.history_enabled | BIM/MEP/O&M | Pending
d3aa0593-2a36-463a-afac-a9e421da167b | Fan Coil Unit L10-001 | IfcFlowTerminal | DTP_Metadata | digital_twin.visual_selectable | TRUE | boolean |  | JSON/COBie/IFC | Conditional | assets[].digital_twin.visual_selectable | BIM/MEP/O&M | Pending
d3aa0593-2a36-463a-afac-a9e421da167b | Fan Coil Unit L10-001 | IfcFlowTerminal | DTP_Metadata | digital_twin.visual_highlight_layer | LAYER-ASSET-HVAC | text |  | JSON/COBie/IFC | Conditional | assets[].digital_twin.visual_highlight_layer | BIM/MEP/O&M | Pending
d3aa0593-2a36-463a-afac-a9e421da167b | Fan Coil Unit L10-001 | IfcFlowTerminal | Asset_Metadata | tags[0] | hvac | text |  | JSON/COBie/IFC | Conditional | assets[].tags[0] | BIM/MEP/O&M | Pending
d3aa0593-2a36-463a-afac-a9e421da167b | Fan Coil Unit L10-001 | IfcFlowTerminal | Asset_Metadata | tags[1] | fan_coil_unit | text |  | JSON/COBie/IFC | Conditional | assets[].tags[1] | BIM/MEP/O&M | Pending
d3aa0593-2a36-463a-afac-a9e421da167b | Fan Coil Unit L10-001 | IfcFlowTerminal | Asset_Metadata | tags[2] | fcu | text |  | JSON/COBie/IFC | Conditional | assets[].tags[2] | BIM/MEP/O&M | Pending
790996df-89c1-4148-9650-dd6b39aa33ef | VAV Box L10-001 | IfcFlowController | Asset_Metadata | asset_id | VAV-L10-001 | text |  | JSON/COBie/IFC | Yes | assets[].asset_id | BIM/MEP/O&M | Pending
790996df-89c1-4148-9650-dd6b39aa33ef | VAV Box L10-001 | IfcFlowController | Asset_Metadata | asset_name | VAV Box L10-001 | text |  | JSON/COBie/IFC | Yes | assets[].asset_name | BIM/MEP/O&M | Pending
790996df-89c1-4148-9650-dd6b39aa33ef | VAV Box L10-001 | IfcFlowController | Asset_Metadata | asset_status | in_service | text |  | JSON/COBie/IFC | Conditional | assets[].asset_status | BIM/MEP/O&M | Pending
790996df-89c1-4148-9650-dd6b39aa33ef | VAV Box L10-001 | IfcFlowController | Asset_Metadata | system | HVAC | text |  | JSON/COBie/IFC | Yes | assets[].system | BIM/MEP/O&M | Pending
790996df-89c1-4148-9650-dd6b39aa33ef | VAV Box L10-001 | IfcFlowController | Asset_Metadata | discipline | MEP | text |  | JSON/COBie/IFC | Conditional | assets[].discipline | BIM/MEP/O&M | Pending
790996df-89c1-4148-9650-dd6b39aa33ef | VAV Box L10-001 | IfcFlowController | Asset_Metadata | category | Air Terminal | text |  | JSON/COBie/IFC | Conditional | assets[].category | BIM/MEP/O&M | Pending
790996df-89c1-4148-9650-dd6b39aa33ef | VAV Box L10-001 | IfcFlowController | Asset_Metadata | asset_type | VAV | text |  | JSON/COBie/IFC | Yes | assets[].asset_type | BIM/MEP/O&M | Pending
790996df-89c1-4148-9650-dd6b39aa33ef | VAV Box L10-001 | IfcFlowController | LOI_Classification | classification.uniclass_code | placeholder | text |  | JSON/COBie/IFC | Yes | assets[].classification.uniclass_code | BIM/MEP/O&M | Pending
790996df-89c1-4148-9650-dd6b39aa33ef | VAV Box L10-001 | IfcFlowController | LOI_Classification | classification.omniclass_code | placeholder | text |  | JSON/COBie/IFC | Yes | assets[].classification.omniclass_code | BIM/MEP/O&M | Pending
790996df-89c1-4148-9650-dd6b39aa33ef | VAV Box L10-001 | IfcFlowController | LOI_Classification | classification.local_classification | HVAC/Air Terminal/VAV | text |  | JSON/COBie/IFC | Conditional | assets[].classification.local_classification | BIM/MEP/O&M | Pending
790996df-89c1-4148-9650-dd6b39aa33ef | VAV Box L10-001 | IfcFlowController | LOI_Location | location.facility_id | FAC-OFFICE-TOWER-A | text |  | JSON/COBie/IFC | Conditional | assets[].location.facility_id | BIM/MEP/O&M | Pending
790996df-89c1-4148-9650-dd6b39aa33ef | VAV Box L10-001 | IfcFlowController | LOI_Location | location.floor_id | FL-L10 | text |  | JSON/COBie/IFC | Yes | assets[].location.floor_id | BIM/MEP/O&M | Pending
790996df-89c1-4148-9650-dd6b39aa33ef | VAV Box L10-001 | IfcFlowController | LOI_Location | location.space_id | SP-L10-OFFICE-A | text |  | JSON/COBie/IFC | Yes | assets[].location.space_id | BIM/MEP/O&M | Pending
790996df-89c1-4148-9650-dd6b39aa33ef | VAV Box L10-001 | IfcFlowController | LOI_Location | location.zone_id | ZONE-OFFICE-L10 | text |  | JSON/COBie/IFC | Conditional | assets[].location.zone_id | BIM/MEP/O&M | Pending
790996df-89c1-4148-9650-dd6b39aa33ef | VAV Box L10-001 | IfcFlowController | IFC_Core | bim_mapping.ifc_guid | 790996df-89c1-4148-9650-dd6b39aa33ef | text |  | JSON/COBie/IFC | Yes | assets[].bim_mapping.ifc_guid | BIM/MEP/O&M | Pending
790996df-89c1-4148-9650-dd6b39aa33ef | VAV Box L10-001 | IfcFlowController | IFC_Core | bim_mapping.ifc_entity | IfcFlowController | text |  | JSON/COBie/IFC | Conditional | assets[].bim_mapping.ifc_entity | BIM/MEP/O&M | Pending
790996df-89c1-4148-9650-dd6b39aa33ef | VAV Box L10-001 | IfcFlowController | IFC_Core | bim_mapping.ifc_name | VAV Box L10-001 | text |  | JSON/COBie/IFC | Conditional | assets[].bim_mapping.ifc_name | BIM/MEP/O&M | Pending
790996df-89c1-4148-9650-dd6b39aa33ef | VAV Box L10-001 | IfcFlowController | IFC_Core | bim_mapping.source_model_id | IFC-MEP-001 | text |  | JSON/COBie/IFC | Conditional | assets[].bim_mapping.source_model_id | BIM/MEP/O&M | Pending
790996df-89c1-4148-9650-dd6b39aa33ef | VAV Box L10-001 | IfcFlowController | IFC_Core | bim_mapping.global_id_locked | TRUE | boolean |  | JSON/COBie/IFC | Conditional | assets[].bim_mapping.global_id_locked | BIM/MEP/O&M | Pending
790996df-89c1-4148-9650-dd6b39aa33ef | VAV Box L10-001 | IfcFlowController | Asset_Metadata | cobie_mapping.component_name | VAV-L10-001 | text |  | JSON/COBie/IFC | Conditional | assets[].cobie_mapping.component_name | BIM/MEP/O&M | Pending
790996df-89c1-4148-9650-dd6b39aa33ef | VAV Box L10-001 | IfcFlowController | Asset_Metadata | cobie_mapping.type_name | VAV | text |  | JSON/COBie/IFC | Conditional | assets[].cobie_mapping.type_name | BIM/MEP/O&M | Pending
790996df-89c1-4148-9650-dd6b39aa33ef | VAV Box L10-001 | IfcFlowController | Asset_Metadata | cobie_mapping.system_name | HVAC | text |  | JSON/COBie/IFC | Conditional | assets[].cobie_mapping.system_name | BIM/MEP/O&M | Pending
790996df-89c1-4148-9650-dd6b39aa33ef | VAV Box L10-001 | IfcFlowController | Asset_Metadata | cobie_mapping.space_name | SP-L10-OFFICE-A | text |  | JSON/COBie/IFC | Conditional | assets[].cobie_mapping.space_name | BIM/MEP/O&M | Pending
790996df-89c1-4148-9650-dd6b39aa33ef | VAV Box L10-001 | IfcFlowController | LOI_Manufacturer | manufacturer_data.manufacturer | Generic Manufacturer | text |  | JSON/COBie/IFC | Yes | assets[].manufacturer_data.manufacturer | BIM/MEP/O&M | Pending
790996df-89c1-4148-9650-dd6b39aa33ef | VAV Box L10-001 | IfcFlowController | LOI_Manufacturer | manufacturer_data.model | Model-Placeholder | text |  | JSON/COBie/IFC | Yes | assets[].manufacturer_data.model | BIM/MEP/O&M | Pending
790996df-89c1-4148-9650-dd6b39aa33ef | VAV Box L10-001 | IfcFlowController | LOI_Manufacturer | manufacturer_data.serial_number | SN-VAV-L10-001 | text |  | JSON/COBie/IFC | Yes | assets[].manufacturer_data.serial_number | BIM/MEP/O&M | Pending
790996df-89c1-4148-9650-dd6b39aa33ef | VAV Box L10-001 | IfcFlowController | LOI_Manufacturer | manufacturer_data.installation_date | 2026-05-15 | text |  | JSON/COBie/IFC | Conditional | assets[].manufacturer_data.installation_date | BIM/MEP/O&M | Pending
790996df-89c1-4148-9650-dd6b39aa33ef | VAV Box L10-001 | IfcFlowController | LOI_Manufacturer | manufacturer_data.warranty_start_date | 2026-06-01 | text |  | JSON/COBie/IFC | Conditional | assets[].manufacturer_data.warranty_start_date | BIM/MEP/O&M | Pending
790996df-89c1-4148-9650-dd6b39aa33ef | VAV Box L10-001 | IfcFlowController | LOI_Manufacturer | manufacturer_data.warranty_end_date | 2028-06-01 | text |  | JSON/COBie/IFC | Conditional | assets[].manufacturer_data.warranty_end_date | BIM/MEP/O&M | Pending
790996df-89c1-4148-9650-dd6b39aa33ef | VAV Box L10-001 | IfcFlowController | LOI_Operation_Maintenance | operation_data.maintainable | TRUE | boolean |  | JSON/COBie/IFC | Conditional | assets[].operation_data.maintainable | BIM/MEP/O&M | Pending
790996df-89c1-4148-9650-dd6b39aa33ef | VAV Box L10-001 | IfcFlowController | LOI_Operation_Maintenance | operation_data.criticality | Medium | text |  | JSON/COBie/IFC | Yes | assets[].operation_data.criticality | BIM/MEP/O&M | Pending
790996df-89c1-4148-9650-dd6b39aa33ef | VAV Box L10-001 | IfcFlowController | LOI_Operation_Maintenance | operation_data.expected_life_years | 15 | number |  | JSON/COBie/IFC | Conditional | assets[].operation_data.expected_life_years | BIM/MEP/O&M | Pending
790996df-89c1-4148-9650-dd6b39aa33ef | VAV Box L10-001 | IfcFlowController | LOI_Operation_Maintenance | operation_data.maintenance_strategy | preventive_and_condition_based | text |  | JSON/COBie/IFC | Yes | assets[].operation_data.maintenance_strategy | BIM/MEP/O&M | Pending
790996df-89c1-4148-9650-dd6b39aa33ef | VAV Box L10-001 | IfcFlowController | LOI_Operation_Maintenance | operation_data.cmms_asset_id | CMMS-VAV-L10-001 | text |  | JSON/COBie/IFC | Yes | assets[].operation_data.cmms_asset_id | BIM/MEP/O&M | Pending
790996df-89c1-4148-9650-dd6b39aa33ef | VAV Box L10-001 | IfcFlowController | LOI_Operation_Maintenance | operation_data.spare_part_group | SPARE-AIR-TERMINAL | text |  | JSON/COBie/IFC | Conditional | assets[].operation_data.spare_part_group | BIM/MEP/O&M | Pending
790996df-89c1-4148-9650-dd6b39aa33ef | VAV Box L10-001 | IfcFlowController | LOI_Operation_Maintenance | operation_data.manual_url | https://example.com/om_manuals/VAV-L10-001.pdf | text |  | JSON/COBie/IFC | Conditional | assets[].operation_data.manual_url | BIM/MEP/O&M | Pending
790996df-89c1-4148-9650-dd6b39aa33ef | VAV Box L10-001 | IfcFlowController | DTP_Metadata | digital_twin.dt_entity_type | asset | text |  | JSON/COBie/IFC | Conditional | assets[].digital_twin.dt_entity_type | BIM/MEP/O&M | Pending
790996df-89c1-4148-9650-dd6b39aa33ef | VAV Box L10-001 | IfcFlowController | DTP_Metadata | digital_twin.state_source | BMS/IoT/CMMS | text |  | JSON/COBie/IFC | Conditional | assets[].digital_twin.state_source | BIM/MEP/O&M | Pending
790996df-89c1-4148-9650-dd6b39aa33ef | VAV Box L10-001 | IfcFlowController | DTP_Metadata | digital_twin.realtime_enabled | TRUE | boolean |  | JSON/COBie/IFC | Conditional | assets[].digital_twin.realtime_enabled | BIM/MEP/O&M | Pending
790996df-89c1-4148-9650-dd6b39aa33ef | VAV Box L10-001 | IfcFlowController | DTP_Metadata | digital_twin.history_enabled | TRUE | boolean |  | JSON/COBie/IFC | Conditional | assets[].digital_twin.history_enabled | BIM/MEP/O&M | Pending
790996df-89c1-4148-9650-dd6b39aa33ef | VAV Box L10-001 | IfcFlowController | DTP_Metadata | digital_twin.visual_selectable | TRUE | boolean |  | JSON/COBie/IFC | Conditional | assets[].digital_twin.visual_selectable | BIM/MEP/O&M | Pending
790996df-89c1-4148-9650-dd6b39aa33ef | VAV Box L10-001 | IfcFlowController | DTP_Metadata | digital_twin.visual_highlight_layer | LAYER-ASSET-HVAC | text |  | JSON/COBie/IFC | Conditional | assets[].digital_twin.visual_highlight_layer | BIM/MEP/O&M | Pending
790996df-89c1-4148-9650-dd6b39aa33ef | VAV Box L10-001 | IfcFlowController | Asset_Metadata | tags[0] | hvac | text |  | JSON/COBie/IFC | Conditional | assets[].tags[0] | BIM/MEP/O&M | Pending
790996df-89c1-4148-9650-dd6b39aa33ef | VAV Box L10-001 | IfcFlowController | Asset_Metadata | tags[1] | air_terminal | text |  | JSON/COBie/IFC | Conditional | assets[].tags[1] | BIM/MEP/O&M | Pending
790996df-89c1-4148-9650-dd6b39aa33ef | VAV Box L10-001 | IfcFlowController | Asset_Metadata | tags[2] | vav | text |  | JSON/COBie/IFC | Conditional | assets[].tags[2] | BIM/MEP/O&M | Pending
c9110d5f-e5b1-4aed-b787-7c3b40f17fae | Fan Coil Unit L20-001 | IfcFlowTerminal | Asset_Metadata | asset_id | FCU-L20-001 | text |  | JSON/COBie/IFC | Yes | assets[].asset_id | BIM/MEP/O&M | Pending
c9110d5f-e5b1-4aed-b787-7c3b40f17fae | Fan Coil Unit L20-001 | IfcFlowTerminal | Asset_Metadata | asset_name | Fan Coil Unit L20-001 | text |  | JSON/COBie/IFC | Yes | assets[].asset_name | BIM/MEP/O&M | Pending
c9110d5f-e5b1-4aed-b787-7c3b40f17fae | Fan Coil Unit L20-001 | IfcFlowTerminal | Asset_Metadata | asset_status | in_service | text |  | JSON/COBie/IFC | Conditional | assets[].asset_status | BIM/MEP/O&M | Pending
c9110d5f-e5b1-4aed-b787-7c3b40f17fae | Fan Coil Unit L20-001 | IfcFlowTerminal | Asset_Metadata | system | HVAC | text |  | JSON/COBie/IFC | Yes | assets[].system | BIM/MEP/O&M | Pending
c9110d5f-e5b1-4aed-b787-7c3b40f17fae | Fan Coil Unit L20-001 | IfcFlowTerminal | Asset_Metadata | discipline | MEP | text |  | JSON/COBie/IFC | Conditional | assets[].discipline | BIM/MEP/O&M | Pending
c9110d5f-e5b1-4aed-b787-7c3b40f17fae | Fan Coil Unit L20-001 | IfcFlowTerminal | Asset_Metadata | category | Fan Coil Unit | text |  | JSON/COBie/IFC | Conditional | assets[].category | BIM/MEP/O&M | Pending
c9110d5f-e5b1-4aed-b787-7c3b40f17fae | Fan Coil Unit L20-001 | IfcFlowTerminal | Asset_Metadata | asset_type | FCU | text |  | JSON/COBie/IFC | Yes | assets[].asset_type | BIM/MEP/O&M | Pending
c9110d5f-e5b1-4aed-b787-7c3b40f17fae | Fan Coil Unit L20-001 | IfcFlowTerminal | LOI_Classification | classification.uniclass_code | placeholder | text |  | JSON/COBie/IFC | Yes | assets[].classification.uniclass_code | BIM/MEP/O&M | Pending
c9110d5f-e5b1-4aed-b787-7c3b40f17fae | Fan Coil Unit L20-001 | IfcFlowTerminal | LOI_Classification | classification.omniclass_code | placeholder | text |  | JSON/COBie/IFC | Yes | assets[].classification.omniclass_code | BIM/MEP/O&M | Pending
c9110d5f-e5b1-4aed-b787-7c3b40f17fae | Fan Coil Unit L20-001 | IfcFlowTerminal | LOI_Classification | classification.local_classification | HVAC/Fan Coil Unit/FCU | text |  | JSON/COBie/IFC | Conditional | assets[].classification.local_classification | BIM/MEP/O&M | Pending
c9110d5f-e5b1-4aed-b787-7c3b40f17fae | Fan Coil Unit L20-001 | IfcFlowTerminal | LOI_Location | location.facility_id | FAC-OFFICE-TOWER-A | text |  | JSON/COBie/IFC | Conditional | assets[].location.facility_id | BIM/MEP/O&M | Pending
c9110d5f-e5b1-4aed-b787-7c3b40f17fae | Fan Coil Unit L20-001 | IfcFlowTerminal | LOI_Location | location.floor_id | FL-L20 | text |  | JSON/COBie/IFC | Yes | assets[].location.floor_id | BIM/MEP/O&M | Pending
c9110d5f-e5b1-4aed-b787-7c3b40f17fae | Fan Coil Unit L20-001 | IfcFlowTerminal | LOI_Location | location.space_id | SP-L20-OFFICE-A | text |  | JSON/COBie/IFC | Yes | assets[].location.space_id | BIM/MEP/O&M | Pending
c9110d5f-e5b1-4aed-b787-7c3b40f17fae | Fan Coil Unit L20-001 | IfcFlowTerminal | LOI_Location | location.zone_id | ZONE-OFFICE-L20 | text |  | JSON/COBie/IFC | Conditional | assets[].location.zone_id | BIM/MEP/O&M | Pending
c9110d5f-e5b1-4aed-b787-7c3b40f17fae | Fan Coil Unit L20-001 | IfcFlowTerminal | IFC_Core | bim_mapping.ifc_guid | c9110d5f-e5b1-4aed-b787-7c3b40f17fae | text |  | JSON/COBie/IFC | Yes | assets[].bim_mapping.ifc_guid | BIM/MEP/O&M | Pending
c9110d5f-e5b1-4aed-b787-7c3b40f17fae | Fan Coil Unit L20-001 | IfcFlowTerminal | IFC_Core | bim_mapping.ifc_entity | IfcFlowTerminal | text |  | JSON/COBie/IFC | Conditional | assets[].bim_mapping.ifc_entity | BIM/MEP/O&M | Pending
c9110d5f-e5b1-4aed-b787-7c3b40f17fae | Fan Coil Unit L20-001 | IfcFlowTerminal | IFC_Core | bim_mapping.ifc_name | Fan Coil Unit L20-001 | text |  | JSON/COBie/IFC | Conditional | assets[].bim_mapping.ifc_name | BIM/MEP/O&M | Pending
c9110d5f-e5b1-4aed-b787-7c3b40f17fae | Fan Coil Unit L20-001 | IfcFlowTerminal | IFC_Core | bim_mapping.source_model_id | IFC-MEP-001 | text |  | JSON/COBie/IFC | Conditional | assets[].bim_mapping.source_model_id | BIM/MEP/O&M | Pending
c9110d5f-e5b1-4aed-b787-7c3b40f17fae | Fan Coil Unit L20-001 | IfcFlowTerminal | IFC_Core | bim_mapping.global_id_locked | TRUE | boolean |  | JSON/COBie/IFC | Conditional | assets[].bim_mapping.global_id_locked | BIM/MEP/O&M | Pending
c9110d5f-e5b1-4aed-b787-7c3b40f17fae | Fan Coil Unit L20-001 | IfcFlowTerminal | Asset_Metadata | cobie_mapping.component_name | FCU-L20-001 | text |  | JSON/COBie/IFC | Conditional | assets[].cobie_mapping.component_name | BIM/MEP/O&M | Pending
c9110d5f-e5b1-4aed-b787-7c3b40f17fae | Fan Coil Unit L20-001 | IfcFlowTerminal | Asset_Metadata | cobie_mapping.type_name | FCU | text |  | JSON/COBie/IFC | Conditional | assets[].cobie_mapping.type_name | BIM/MEP/O&M | Pending
c9110d5f-e5b1-4aed-b787-7c3b40f17fae | Fan Coil Unit L20-001 | IfcFlowTerminal | Asset_Metadata | cobie_mapping.system_name | HVAC | text |  | JSON/COBie/IFC | Conditional | assets[].cobie_mapping.system_name | BIM/MEP/O&M | Pending
c9110d5f-e5b1-4aed-b787-7c3b40f17fae | Fan Coil Unit L20-001 | IfcFlowTerminal | Asset_Metadata | cobie_mapping.space_name | SP-L20-OFFICE-A | text |  | JSON/COBie/IFC | Conditional | assets[].cobie_mapping.space_name | BIM/MEP/O&M | Pending
c9110d5f-e5b1-4aed-b787-7c3b40f17fae | Fan Coil Unit L20-001 | IfcFlowTerminal | LOI_Manufacturer | manufacturer_data.manufacturer | Daikin | text |  | JSON/COBie/IFC | Yes | assets[].manufacturer_data.manufacturer | BIM/MEP/O&M | Pending
c9110d5f-e5b1-4aed-b787-7c3b40f17fae | Fan Coil Unit L20-001 | IfcFlowTerminal | LOI_Manufacturer | manufacturer_data.model | FCU-400 | text |  | JSON/COBie/IFC | Yes | assets[].manufacturer_data.model | BIM/MEP/O&M | Pending
c9110d5f-e5b1-4aed-b787-7c3b40f17fae | Fan Coil Unit L20-001 | IfcFlowTerminal | LOI_Manufacturer | manufacturer_data.serial_number | SN-FCU-L20-001 | text |  | JSON/COBie/IFC | Yes | assets[].manufacturer_data.serial_number | BIM/MEP/O&M | Pending
c9110d5f-e5b1-4aed-b787-7c3b40f17fae | Fan Coil Unit L20-001 | IfcFlowTerminal | LOI_Manufacturer | manufacturer_data.installation_date | 2026-05-15 | text |  | JSON/COBie/IFC | Conditional | assets[].manufacturer_data.installation_date | BIM/MEP/O&M | Pending
c9110d5f-e5b1-4aed-b787-7c3b40f17fae | Fan Coil Unit L20-001 | IfcFlowTerminal | LOI_Manufacturer | manufacturer_data.warranty_start_date | 2026-06-01 | text |  | JSON/COBie/IFC | Conditional | assets[].manufacturer_data.warranty_start_date | BIM/MEP/O&M | Pending
c9110d5f-e5b1-4aed-b787-7c3b40f17fae | Fan Coil Unit L20-001 | IfcFlowTerminal | LOI_Manufacturer | manufacturer_data.warranty_end_date | 2028-06-01 | text |  | JSON/COBie/IFC | Conditional | assets[].manufacturer_data.warranty_end_date | BIM/MEP/O&M | Pending
c9110d5f-e5b1-4aed-b787-7c3b40f17fae | Fan Coil Unit L20-001 | IfcFlowTerminal | LOI_Operation_Maintenance | operation_data.maintainable | TRUE | boolean |  | JSON/COBie/IFC | Conditional | assets[].operation_data.maintainable | BIM/MEP/O&M | Pending
c9110d5f-e5b1-4aed-b787-7c3b40f17fae | Fan Coil Unit L20-001 | IfcFlowTerminal | LOI_Operation_Maintenance | operation_data.criticality | Medium | text |  | JSON/COBie/IFC | Yes | assets[].operation_data.criticality | BIM/MEP/O&M | Pending
c9110d5f-e5b1-4aed-b787-7c3b40f17fae | Fan Coil Unit L20-001 | IfcFlowTerminal | LOI_Operation_Maintenance | operation_data.expected_life_years | 15 | number |  | JSON/COBie/IFC | Conditional | assets[].operation_data.expected_life_years | BIM/MEP/O&M | Pending
c9110d5f-e5b1-4aed-b787-7c3b40f17fae | Fan Coil Unit L20-001 | IfcFlowTerminal | LOI_Operation_Maintenance | operation_data.maintenance_strategy | preventive_and_condition_based | text |  | JSON/COBie/IFC | Yes | assets[].operation_data.maintenance_strategy | BIM/MEP/O&M | Pending
c9110d5f-e5b1-4aed-b787-7c3b40f17fae | Fan Coil Unit L20-001 | IfcFlowTerminal | LOI_Operation_Maintenance | operation_data.cmms_asset_id | CMMS-FCU-L20-001 | text |  | JSON/COBie/IFC | Yes | assets[].operation_data.cmms_asset_id | BIM/MEP/O&M | Pending
c9110d5f-e5b1-4aed-b787-7c3b40f17fae | Fan Coil Unit L20-001 | IfcFlowTerminal | LOI_Operation_Maintenance | operation_data.spare_part_group | SPARE-FAN-COIL-UNIT | text |  | JSON/COBie/IFC | Conditional | assets[].operation_data.spare_part_group | BIM/MEP/O&M | Pending
c9110d5f-e5b1-4aed-b787-7c3b40f17fae | Fan Coil Unit L20-001 | IfcFlowTerminal | LOI_Operation_Maintenance | operation_data.manual_url | https://example.com/om_manuals/FCU-L20-001.pdf | text |  | JSON/COBie/IFC | Conditional | assets[].operation_data.manual_url | BIM/MEP/O&M | Pending
c9110d5f-e5b1-4aed-b787-7c3b40f17fae | Fan Coil Unit L20-001 | IfcFlowTerminal | DTP_Metadata | digital_twin.dt_entity_type | asset | text |  | JSON/COBie/IFC | Conditional | assets[].digital_twin.dt_entity_type | BIM/MEP/O&M | Pending
c9110d5f-e5b1-4aed-b787-7c3b40f17fae | Fan Coil Unit L20-001 | IfcFlowTerminal | DTP_Metadata | digital_twin.state_source | BMS/IoT/CMMS | text |  | JSON/COBie/IFC | Conditional | assets[].digital_twin.state_source | BIM/MEP/O&M | Pending
c9110d5f-e5b1-4aed-b787-7c3b40f17fae | Fan Coil Unit L20-001 | IfcFlowTerminal | DTP_Metadata | digital_twin.realtime_enabled | TRUE | boolean |  | JSON/COBie/IFC | Conditional | assets[].digital_twin.realtime_enabled | BIM/MEP/O&M | Pending
c9110d5f-e5b1-4aed-b787-7c3b40f17fae | Fan Coil Unit L20-001 | IfcFlowTerminal | DTP_Metadata | digital_twin.history_enabled | TRUE | boolean |  | JSON/COBie/IFC | Conditional | assets[].digital_twin.history_enabled | BIM/MEP/O&M | Pending
c9110d5f-e5b1-4aed-b787-7c3b40f17fae | Fan Coil Unit L20-001 | IfcFlowTerminal | DTP_Metadata | digital_twin.visual_selectable | TRUE | boolean |  | JSON/COBie/IFC | Conditional | assets[].digital_twin.visual_selectable | BIM/MEP/O&M | Pending
c9110d5f-e5b1-4aed-b787-7c3b40f17fae | Fan Coil Unit L20-001 | IfcFlowTerminal | DTP_Metadata | digital_twin.visual_highlight_layer | LAYER-ASSET-HVAC | text |  | JSON/COBie/IFC | Conditional | assets[].digital_twin.visual_highlight_layer | BIM/MEP/O&M | Pending
c9110d5f-e5b1-4aed-b787-7c3b40f17fae | Fan Coil Unit L20-001 | IfcFlowTerminal | Asset_Metadata | tags[0] | hvac | text |  | JSON/COBie/IFC | Conditional | assets[].tags[0] | BIM/MEP/O&M | Pending
c9110d5f-e5b1-4aed-b787-7c3b40f17fae | Fan Coil Unit L20-001 | IfcFlowTerminal | Asset_Metadata | tags[1] | fan_coil_unit | text |  | JSON/COBie/IFC | Conditional | assets[].tags[1] | BIM/MEP/O&M | Pending
c9110d5f-e5b1-4aed-b787-7c3b40f17fae | Fan Coil Unit L20-001 | IfcFlowTerminal | Asset_Metadata | tags[2] | fcu | text |  | JSON/COBie/IFC | Conditional | assets[].tags[2] | BIM/MEP/O&M | Pending
6ad8b8d2-9d99-44b0-b5db-8cddea06d2ee | VAV Box L20-001 | IfcFlowController | Asset_Metadata | asset_id | VAV-L20-001 | text |  | JSON/COBie/IFC | Yes | assets[].asset_id | BIM/MEP/O&M | Pending
6ad8b8d2-9d99-44b0-b5db-8cddea06d2ee | VAV Box L20-001 | IfcFlowController | Asset_Metadata | asset_name | VAV Box L20-001 | text |  | JSON/COBie/IFC | Yes | assets[].asset_name | BIM/MEP/O&M | Pending
6ad8b8d2-9d99-44b0-b5db-8cddea06d2ee | VAV Box L20-001 | IfcFlowController | Asset_Metadata | asset_status | in_service | text |  | JSON/COBie/IFC | Conditional | assets[].asset_status | BIM/MEP/O&M | Pending
6ad8b8d2-9d99-44b0-b5db-8cddea06d2ee | VAV Box L20-001 | IfcFlowController | Asset_Metadata | system | HVAC | text |  | JSON/COBie/IFC | Yes | assets[].system | BIM/MEP/O&M | Pending
6ad8b8d2-9d99-44b0-b5db-8cddea06d2ee | VAV Box L20-001 | IfcFlowController | Asset_Metadata | discipline | MEP | text |  | JSON/COBie/IFC | Conditional | assets[].discipline | BIM/MEP/O&M | Pending
6ad8b8d2-9d99-44b0-b5db-8cddea06d2ee | VAV Box L20-001 | IfcFlowController | Asset_Metadata | category | Air Terminal | text |  | JSON/COBie/IFC | Conditional | assets[].category | BIM/MEP/O&M | Pending
6ad8b8d2-9d99-44b0-b5db-8cddea06d2ee | VAV Box L20-001 | IfcFlowController | Asset_Metadata | asset_type | VAV | text |  | JSON/COBie/IFC | Yes | assets[].asset_type | BIM/MEP/O&M | Pending
6ad8b8d2-9d99-44b0-b5db-8cddea06d2ee | VAV Box L20-001 | IfcFlowController | LOI_Classification | classification.uniclass_code | placeholder | text |  | JSON/COBie/IFC | Yes | assets[].classification.uniclass_code | BIM/MEP/O&M | Pending
6ad8b8d2-9d99-44b0-b5db-8cddea06d2ee | VAV Box L20-001 | IfcFlowController | LOI_Classification | classification.omniclass_code | placeholder | text |  | JSON/COBie/IFC | Yes | assets[].classification.omniclass_code | BIM/MEP/O&M | Pending
6ad8b8d2-9d99-44b0-b5db-8cddea06d2ee | VAV Box L20-001 | IfcFlowController | LOI_Classification | classification.local_classification | HVAC/Air Terminal/VAV | text |  | JSON/COBie/IFC | Conditional | assets[].classification.local_classification | BIM/MEP/O&M | Pending
6ad8b8d2-9d99-44b0-b5db-8cddea06d2ee | VAV Box L20-001 | IfcFlowController | LOI_Location | location.facility_id | FAC-OFFICE-TOWER-A | text |  | JSON/COBie/IFC | Conditional | assets[].location.facility_id | BIM/MEP/O&M | Pending
6ad8b8d2-9d99-44b0-b5db-8cddea06d2ee | VAV Box L20-001 | IfcFlowController | LOI_Location | location.floor_id | FL-L20 | text |  | JSON/COBie/IFC | Yes | assets[].location.floor_id | BIM/MEP/O&M | Pending
6ad8b8d2-9d99-44b0-b5db-8cddea06d2ee | VAV Box L20-001 | IfcFlowController | LOI_Location | location.space_id | SP-L20-OFFICE-A | text |  | JSON/COBie/IFC | Yes | assets[].location.space_id | BIM/MEP/O&M | Pending
6ad8b8d2-9d99-44b0-b5db-8cddea06d2ee | VAV Box L20-001 | IfcFlowController | LOI_Location | location.zone_id | ZONE-OFFICE-L20 | text |  | JSON/COBie/IFC | Conditional | assets[].location.zone_id | BIM/MEP/O&M | Pending
6ad8b8d2-9d99-44b0-b5db-8cddea06d2ee | VAV Box L20-001 | IfcFlowController | IFC_Core | bim_mapping.ifc_guid | 6ad8b8d2-9d99-44b0-b5db-8cddea06d2ee | text |  | JSON/COBie/IFC | Yes | assets[].bim_mapping.ifc_guid | BIM/MEP/O&M | Pending
6ad8b8d2-9d99-44b0-b5db-8cddea06d2ee | VAV Box L20-001 | IfcFlowController | IFC_Core | bim_mapping.ifc_entity | IfcFlowController | text |  | JSON/COBie/IFC | Conditional | assets[].bim_mapping.ifc_entity | BIM/MEP/O&M | Pending
6ad8b8d2-9d99-44b0-b5db-8cddea06d2ee | VAV Box L20-001 | IfcFlowController | IFC_Core | bim_mapping.ifc_name | VAV Box L20-001 | text |  | JSON/COBie/IFC | Conditional | assets[].bim_mapping.ifc_name | BIM/MEP/O&M | Pending
6ad8b8d2-9d99-44b0-b5db-8cddea06d2ee | VAV Box L20-001 | IfcFlowController | IFC_Core | bim_mapping.source_model_id | IFC-MEP-001 | text |  | JSON/COBie/IFC | Conditional | assets[].bim_mapping.source_model_id | BIM/MEP/O&M | Pending
6ad8b8d2-9d99-44b0-b5db-8cddea06d2ee | VAV Box L20-001 | IfcFlowController | IFC_Core | bim_mapping.global_id_locked | TRUE | boolean |  | JSON/COBie/IFC | Conditional | assets[].bim_mapping.global_id_locked | BIM/MEP/O&M | Pending
6ad8b8d2-9d99-44b0-b5db-8cddea06d2ee | VAV Box L20-001 | IfcFlowController | Asset_Metadata | cobie_mapping.component_name | VAV-L20-001 | text |  | JSON/COBie/IFC | Conditional | assets[].cobie_mapping.component_name | BIM/MEP/O&M | Pending
6ad8b8d2-9d99-44b0-b5db-8cddea06d2ee | VAV Box L20-001 | IfcFlowController | Asset_Metadata | cobie_mapping.type_name | VAV | text |  | JSON/COBie/IFC | Conditional | assets[].cobie_mapping.type_name | BIM/MEP/O&M | Pending
6ad8b8d2-9d99-44b0-b5db-8cddea06d2ee | VAV Box L20-001 | IfcFlowController | Asset_Metadata | cobie_mapping.system_name | HVAC | text |  | JSON/COBie/IFC | Conditional | assets[].cobie_mapping.system_name | BIM/MEP/O&M | Pending
6ad8b8d2-9d99-44b0-b5db-8cddea06d2ee | VAV Box L20-001 | IfcFlowController | Asset_Metadata | cobie_mapping.space_name | SP-L20-OFFICE-A | text |  | JSON/COBie/IFC | Conditional | assets[].cobie_mapping.space_name | BIM/MEP/O&M | Pending
6ad8b8d2-9d99-44b0-b5db-8cddea06d2ee | VAV Box L20-001 | IfcFlowController | LOI_Manufacturer | manufacturer_data.manufacturer | Generic Manufacturer | text |  | JSON/COBie/IFC | Yes | assets[].manufacturer_data.manufacturer | BIM/MEP/O&M | Pending
6ad8b8d2-9d99-44b0-b5db-8cddea06d2ee | VAV Box L20-001 | IfcFlowController | LOI_Manufacturer | manufacturer_data.model | Model-Placeholder | text |  | JSON/COBie/IFC | Yes | assets[].manufacturer_data.model | BIM/MEP/O&M | Pending
6ad8b8d2-9d99-44b0-b5db-8cddea06d2ee | VAV Box L20-001 | IfcFlowController | LOI_Manufacturer | manufacturer_data.serial_number | SN-VAV-L20-001 | text |  | JSON/COBie/IFC | Yes | assets[].manufacturer_data.serial_number | BIM/MEP/O&M | Pending
6ad8b8d2-9d99-44b0-b5db-8cddea06d2ee | VAV Box L20-001 | IfcFlowController | LOI_Manufacturer | manufacturer_data.installation_date | 2026-05-15 | text |  | JSON/COBie/IFC | Conditional | assets[].manufacturer_data.installation_date | BIM/MEP/O&M | Pending
6ad8b8d2-9d99-44b0-b5db-8cddea06d2ee | VAV Box L20-001 | IfcFlowController | LOI_Manufacturer | manufacturer_data.warranty_start_date | 2026-06-01 | text |  | JSON/COBie/IFC | Conditional | assets[].manufacturer_data.warranty_start_date | BIM/MEP/O&M | Pending
6ad8b8d2-9d99-44b0-b5db-8cddea06d2ee | VAV Box L20-001 | IfcFlowController | LOI_Manufacturer | manufacturer_data.warranty_end_date | 2028-06-01 | text |  | JSON/COBie/IFC | Conditional | assets[].manufacturer_data.warranty_end_date | BIM/MEP/O&M | Pending
6ad8b8d2-9d99-44b0-b5db-8cddea06d2ee | VAV Box L20-001 | IfcFlowController | LOI_Operation_Maintenance | operation_data.maintainable | TRUE | boolean |  | JSON/COBie/IFC | Conditional | assets[].operation_data.maintainable | BIM/MEP/O&M | Pending
6ad8b8d2-9d99-44b0-b5db-8cddea06d2ee | VAV Box L20-001 | IfcFlowController | LOI_Operation_Maintenance | operation_data.criticality | Medium | text |  | JSON/COBie/IFC | Yes | assets[].operation_data.criticality | BIM/MEP/O&M | Pending
6ad8b8d2-9d99-44b0-b5db-8cddea06d2ee | VAV Box L20-001 | IfcFlowController | LOI_Operation_Maintenance | operation_data.expected_life_years | 15 | number |  | JSON/COBie/IFC | Conditional | assets[].operation_data.expected_life_years | BIM/MEP/O&M | Pending
6ad8b8d2-9d99-44b0-b5db-8cddea06d2ee | VAV Box L20-001 | IfcFlowController | LOI_Operation_Maintenance | operation_data.maintenance_strategy | preventive_and_condition_based | text |  | JSON/COBie/IFC | Yes | assets[].operation_data.maintenance_strategy | BIM/MEP/O&M | Pending
6ad8b8d2-9d99-44b0-b5db-8cddea06d2ee | VAV Box L20-001 | IfcFlowController | LOI_Operation_Maintenance | operation_data.cmms_asset_id | CMMS-VAV-L20-001 | text |  | JSON/COBie/IFC | Yes | assets[].operation_data.cmms_asset_id | BIM/MEP/O&M | Pending
6ad8b8d2-9d99-44b0-b5db-8cddea06d2ee | VAV Box L20-001 | IfcFlowController | LOI_Operation_Maintenance | operation_data.spare_part_group | SPARE-AIR-TERMINAL | text |  | JSON/COBie/IFC | Conditional | assets[].operation_data.spare_part_group | BIM/MEP/O&M | Pending
6ad8b8d2-9d99-44b0-b5db-8cddea06d2ee | VAV Box L20-001 | IfcFlowController | LOI_Operation_Maintenance | operation_data.manual_url | https://example.com/om_manuals/VAV-L20-001.pdf | text |  | JSON/COBie/IFC | Conditional | assets[].operation_data.manual_url | BIM/MEP/O&M | Pending
6ad8b8d2-9d99-44b0-b5db-8cddea06d2ee | VAV Box L20-001 | IfcFlowController | DTP_Metadata | digital_twin.dt_entity_type | asset | text |  | JSON/COBie/IFC | Conditional | assets[].digital_twin.dt_entity_type | BIM/MEP/O&M | Pending
6ad8b8d2-9d99-44b0-b5db-8cddea06d2ee | VAV Box L20-001 | IfcFlowController | DTP_Metadata | digital_twin.state_source | BMS/IoT/CMMS | text |  | JSON/COBie/IFC | Conditional | assets[].digital_twin.state_source | BIM/MEP/O&M | Pending
6ad8b8d2-9d99-44b0-b5db-8cddea06d2ee | VAV Box L20-001 | IfcFlowController | DTP_Metadata | digital_twin.realtime_enabled | TRUE | boolean |  | JSON/COBie/IFC | Conditional | assets[].digital_twin.realtime_enabled | BIM/MEP/O&M | Pending
6ad8b8d2-9d99-44b0-b5db-8cddea06d2ee | VAV Box L20-001 | IfcFlowController | DTP_Metadata | digital_twin.history_enabled | TRUE | boolean |  | JSON/COBie/IFC | Conditional | assets[].digital_twin.history_enabled | BIM/MEP/O&M | Pending
6ad8b8d2-9d99-44b0-b5db-8cddea06d2ee | VAV Box L20-001 | IfcFlowController | DTP_Metadata | digital_twin.visual_selectable | TRUE | boolean |  | JSON/COBie/IFC | Conditional | assets[].digital_twin.visual_selectable | BIM/MEP/O&M | Pending
6ad8b8d2-9d99-44b0-b5db-8cddea06d2ee | VAV Box L20-001 | IfcFlowController | DTP_Metadata | digital_twin.visual_highlight_layer | LAYER-ASSET-HVAC | text |  | JSON/COBie/IFC | Conditional | assets[].digital_twin.visual_highlight_layer | BIM/MEP/O&M | Pending
6ad8b8d2-9d99-44b0-b5db-8cddea06d2ee | VAV Box L20-001 | IfcFlowController | Asset_Metadata | tags[0] | hvac | text |  | JSON/COBie/IFC | Conditional | assets[].tags[0] | BIM/MEP/O&M | Pending
6ad8b8d2-9d99-44b0-b5db-8cddea06d2ee | VAV Box L20-001 | IfcFlowController | Asset_Metadata | tags[1] | air_terminal | text |  | JSON/COBie/IFC | Conditional | assets[].tags[1] | BIM/MEP/O&M | Pending
6ad8b8d2-9d99-44b0-b5db-8cddea06d2ee | VAV Box L20-001 | IfcFlowController | Asset_Metadata | tags[2] | vav | text |  | JSON/COBie/IFC | Conditional | assets[].tags[2] | BIM/MEP/O&M | Pending
56e449e7-1b67-4383-b6b3-9afcc54673bc | Transformer 01 | IfcElectricDistributionBoard | Asset_Metadata | asset_id | TR-001 | text |  | JSON/COBie/IFC | Yes | assets[].asset_id | BIM/MEP/O&M | Pending
56e449e7-1b67-4383-b6b3-9afcc54673bc | Transformer 01 | IfcElectricDistributionBoard | Asset_Metadata | asset_name | Transformer 01 | text |  | JSON/COBie/IFC | Yes | assets[].asset_name | BIM/MEP/O&M | Pending
56e449e7-1b67-4383-b6b3-9afcc54673bc | Transformer 01 | IfcElectricDistributionBoard | Asset_Metadata | asset_status | in_service | text |  | JSON/COBie/IFC | Conditional | assets[].asset_status | BIM/MEP/O&M | Pending
56e449e7-1b67-4383-b6b3-9afcc54673bc | Transformer 01 | IfcElectricDistributionBoard | Asset_Metadata | system | Electrical | text |  | JSON/COBie/IFC | Yes | assets[].system | BIM/MEP/O&M | Pending
56e449e7-1b67-4383-b6b3-9afcc54673bc | Transformer 01 | IfcElectricDistributionBoard | Asset_Metadata | discipline | MEP | text |  | JSON/COBie/IFC | Conditional | assets[].discipline | BIM/MEP/O&M | Pending
56e449e7-1b67-4383-b6b3-9afcc54673bc | Transformer 01 | IfcElectricDistributionBoard | Asset_Metadata | category | Transformer | text |  | JSON/COBie/IFC | Conditional | assets[].category | BIM/MEP/O&M | Pending
56e449e7-1b67-4383-b6b3-9afcc54673bc | Transformer 01 | IfcElectricDistributionBoard | Asset_Metadata | asset_type | Transformer | text |  | JSON/COBie/IFC | Yes | assets[].asset_type | BIM/MEP/O&M | Pending
56e449e7-1b67-4383-b6b3-9afcc54673bc | Transformer 01 | IfcElectricDistributionBoard | LOI_Classification | classification.uniclass_code | placeholder | text |  | JSON/COBie/IFC | Yes | assets[].classification.uniclass_code | BIM/MEP/O&M | Pending
56e449e7-1b67-4383-b6b3-9afcc54673bc | Transformer 01 | IfcElectricDistributionBoard | LOI_Classification | classification.omniclass_code | placeholder | text |  | JSON/COBie/IFC | Yes | assets[].classification.omniclass_code | BIM/MEP/O&M | Pending
56e449e7-1b67-4383-b6b3-9afcc54673bc | Transformer 01 | IfcElectricDistributionBoard | LOI_Classification | classification.local_classification | Electrical/Transformer/Transformer | text |  | JSON/COBie/IFC | Conditional | assets[].classification.local_classification | BIM/MEP/O&M | Pending
56e449e7-1b67-4383-b6b3-9afcc54673bc | Transformer 01 | IfcElectricDistributionBoard | LOI_Location | location.facility_id | FAC-OFFICE-TOWER-A | text |  | JSON/COBie/IFC | Conditional | assets[].location.facility_id | BIM/MEP/O&M | Pending
56e449e7-1b67-4383-b6b3-9afcc54673bc | Transformer 01 | IfcElectricDistributionBoard | LOI_Location | location.floor_id | FL-B1 | text |  | JSON/COBie/IFC | Yes | assets[].location.floor_id | BIM/MEP/O&M | Pending
56e449e7-1b67-4383-b6b3-9afcc54673bc | Transformer 01 | IfcElectricDistributionBoard | LOI_Location | location.space_id | SP-B1-CHILLER | text |  | JSON/COBie/IFC | Yes | assets[].location.space_id | BIM/MEP/O&M | Pending
56e449e7-1b67-4383-b6b3-9afcc54673bc | Transformer 01 | IfcElectricDistributionBoard | LOI_Location | location.zone_id | ZONE-HVAC-B1-PLANT | text |  | JSON/COBie/IFC | Conditional | assets[].location.zone_id | BIM/MEP/O&M | Pending
56e449e7-1b67-4383-b6b3-9afcc54673bc | Transformer 01 | IfcElectricDistributionBoard | IFC_Core | bim_mapping.ifc_guid | 56e449e7-1b67-4383-b6b3-9afcc54673bc | text |  | JSON/COBie/IFC | Yes | assets[].bim_mapping.ifc_guid | BIM/MEP/O&M | Pending
56e449e7-1b67-4383-b6b3-9afcc54673bc | Transformer 01 | IfcElectricDistributionBoard | IFC_Core | bim_mapping.ifc_entity | IfcElectricDistributionBoard | text |  | JSON/COBie/IFC | Conditional | assets[].bim_mapping.ifc_entity | BIM/MEP/O&M | Pending
56e449e7-1b67-4383-b6b3-9afcc54673bc | Transformer 01 | IfcElectricDistributionBoard | IFC_Core | bim_mapping.ifc_name | Transformer 01 | text |  | JSON/COBie/IFC | Conditional | assets[].bim_mapping.ifc_name | BIM/MEP/O&M | Pending
56e449e7-1b67-4383-b6b3-9afcc54673bc | Transformer 01 | IfcElectricDistributionBoard | IFC_Core | bim_mapping.source_model_id | IFC-MEP-001 | text |  | JSON/COBie/IFC | Conditional | assets[].bim_mapping.source_model_id | BIM/MEP/O&M | Pending
56e449e7-1b67-4383-b6b3-9afcc54673bc | Transformer 01 | IfcElectricDistributionBoard | IFC_Core | bim_mapping.global_id_locked | TRUE | boolean |  | JSON/COBie/IFC | Conditional | assets[].bim_mapping.global_id_locked | BIM/MEP/O&M | Pending
56e449e7-1b67-4383-b6b3-9afcc54673bc | Transformer 01 | IfcElectricDistributionBoard | Asset_Metadata | cobie_mapping.component_name | TR-001 | text |  | JSON/COBie/IFC | Conditional | assets[].cobie_mapping.component_name | BIM/MEP/O&M | Pending
56e449e7-1b67-4383-b6b3-9afcc54673bc | Transformer 01 | IfcElectricDistributionBoard | Asset_Metadata | cobie_mapping.type_name | Transformer | text |  | JSON/COBie/IFC | Conditional | assets[].cobie_mapping.type_name | BIM/MEP/O&M | Pending
56e449e7-1b67-4383-b6b3-9afcc54673bc | Transformer 01 | IfcElectricDistributionBoard | Asset_Metadata | cobie_mapping.system_name | Electrical | text |  | JSON/COBie/IFC | Conditional | assets[].cobie_mapping.system_name | BIM/MEP/O&M | Pending
56e449e7-1b67-4383-b6b3-9afcc54673bc | Transformer 01 | IfcElectricDistributionBoard | Asset_Metadata | cobie_mapping.space_name | SP-B1-CHILLER | text |  | JSON/COBie/IFC | Conditional | assets[].cobie_mapping.space_name | BIM/MEP/O&M | Pending
56e449e7-1b67-4383-b6b3-9afcc54673bc | Transformer 01 | IfcElectricDistributionBoard | LOI_Manufacturer | manufacturer_data.manufacturer | Generic Manufacturer | text |  | JSON/COBie/IFC | Yes | assets[].manufacturer_data.manufacturer | BIM/MEP/O&M | Pending
56e449e7-1b67-4383-b6b3-9afcc54673bc | Transformer 01 | IfcElectricDistributionBoard | LOI_Manufacturer | manufacturer_data.model | Model-Placeholder | text |  | JSON/COBie/IFC | Yes | assets[].manufacturer_data.model | BIM/MEP/O&M | Pending
56e449e7-1b67-4383-b6b3-9afcc54673bc | Transformer 01 | IfcElectricDistributionBoard | LOI_Manufacturer | manufacturer_data.serial_number | SN-TR-001 | text |  | JSON/COBie/IFC | Yes | assets[].manufacturer_data.serial_number | BIM/MEP/O&M | Pending
56e449e7-1b67-4383-b6b3-9afcc54673bc | Transformer 01 | IfcElectricDistributionBoard | LOI_Manufacturer | manufacturer_data.installation_date | 2026-05-15 | text |  | JSON/COBie/IFC | Conditional | assets[].manufacturer_data.installation_date | BIM/MEP/O&M | Pending
56e449e7-1b67-4383-b6b3-9afcc54673bc | Transformer 01 | IfcElectricDistributionBoard | LOI_Manufacturer | manufacturer_data.warranty_start_date | 2026-06-01 | text |  | JSON/COBie/IFC | Conditional | assets[].manufacturer_data.warranty_start_date | BIM/MEP/O&M | Pending
56e449e7-1b67-4383-b6b3-9afcc54673bc | Transformer 01 | IfcElectricDistributionBoard | LOI_Manufacturer | manufacturer_data.warranty_end_date | 2028-06-01 | text |  | JSON/COBie/IFC | Conditional | assets[].manufacturer_data.warranty_end_date | BIM/MEP/O&M | Pending
56e449e7-1b67-4383-b6b3-9afcc54673bc | Transformer 01 | IfcElectricDistributionBoard | LOI_Operation_Maintenance | operation_data.maintainable | TRUE | boolean |  | JSON/COBie/IFC | Conditional | assets[].operation_data.maintainable | BIM/MEP/O&M | Pending
56e449e7-1b67-4383-b6b3-9afcc54673bc | Transformer 01 | IfcElectricDistributionBoard | LOI_Operation_Maintenance | operation_data.criticality | High | text |  | JSON/COBie/IFC | Yes | assets[].operation_data.criticality | BIM/MEP/O&M | Pending
56e449e7-1b67-4383-b6b3-9afcc54673bc | Transformer 01 | IfcElectricDistributionBoard | LOI_Operation_Maintenance | operation_data.expected_life_years | 15 | number |  | JSON/COBie/IFC | Conditional | assets[].operation_data.expected_life_years | BIM/MEP/O&M | Pending
56e449e7-1b67-4383-b6b3-9afcc54673bc | Transformer 01 | IfcElectricDistributionBoard | LOI_Operation_Maintenance | operation_data.maintenance_strategy | preventive_and_condition_based | text |  | JSON/COBie/IFC | Yes | assets[].operation_data.maintenance_strategy | BIM/MEP/O&M | Pending
56e449e7-1b67-4383-b6b3-9afcc54673bc | Transformer 01 | IfcElectricDistributionBoard | LOI_Operation_Maintenance | operation_data.cmms_asset_id | CMMS-TR-001 | text |  | JSON/COBie/IFC | Yes | assets[].operation_data.cmms_asset_id | BIM/MEP/O&M | Pending
56e449e7-1b67-4383-b6b3-9afcc54673bc | Transformer 01 | IfcElectricDistributionBoard | LOI_Operation_Maintenance | operation_data.spare_part_group | SPARE-TRANSFORMER | text |  | JSON/COBie/IFC | Conditional | assets[].operation_data.spare_part_group | BIM/MEP/O&M | Pending
56e449e7-1b67-4383-b6b3-9afcc54673bc | Transformer 01 | IfcElectricDistributionBoard | LOI_Operation_Maintenance | operation_data.manual_url | https://example.com/om_manuals/TR-001.pdf | text |  | JSON/COBie/IFC | Conditional | assets[].operation_data.manual_url | BIM/MEP/O&M | Pending
56e449e7-1b67-4383-b6b3-9afcc54673bc | Transformer 01 | IfcElectricDistributionBoard | DTP_Metadata | digital_twin.dt_entity_type | asset | text |  | JSON/COBie/IFC | Conditional | assets[].digital_twin.dt_entity_type | BIM/MEP/O&M | Pending
56e449e7-1b67-4383-b6b3-9afcc54673bc | Transformer 01 | IfcElectricDistributionBoard | DTP_Metadata | digital_twin.state_source | BMS/IoT/CMMS | text |  | JSON/COBie/IFC | Conditional | assets[].digital_twin.state_source | BIM/MEP/O&M | Pending
56e449e7-1b67-4383-b6b3-9afcc54673bc | Transformer 01 | IfcElectricDistributionBoard | DTP_Metadata | digital_twin.realtime_enabled | TRUE | boolean |  | JSON/COBie/IFC | Conditional | assets[].digital_twin.realtime_enabled | BIM/MEP/O&M | Pending
56e449e7-1b67-4383-b6b3-9afcc54673bc | Transformer 01 | IfcElectricDistributionBoard | DTP_Metadata | digital_twin.history_enabled | TRUE | boolean |  | JSON/COBie/IFC | Conditional | assets[].digital_twin.history_enabled | BIM/MEP/O&M | Pending
56e449e7-1b67-4383-b6b3-9afcc54673bc | Transformer 01 | IfcElectricDistributionBoard | DTP_Metadata | digital_twin.visual_selectable | TRUE | boolean |  | JSON/COBie/IFC | Conditional | assets[].digital_twin.visual_selectable | BIM/MEP/O&M | Pending
56e449e7-1b67-4383-b6b3-9afcc54673bc | Transformer 01 | IfcElectricDistributionBoard | DTP_Metadata | digital_twin.visual_highlight_layer | LAYER-ASSET-ELECTRICAL | text |  | JSON/COBie/IFC | Conditional | assets[].digital_twin.visual_highlight_layer | BIM/MEP/O&M | Pending
56e449e7-1b67-4383-b6b3-9afcc54673bc | Transformer 01 | IfcElectricDistributionBoard | Asset_Metadata | tags[0] | electrical | text |  | JSON/COBie/IFC | Conditional | assets[].tags[0] | BIM/MEP/O&M | Pending
56e449e7-1b67-4383-b6b3-9afcc54673bc | Transformer 01 | IfcElectricDistributionBoard | Asset_Metadata | tags[1] | transformer | text |  | JSON/COBie/IFC | Conditional | assets[].tags[1] | BIM/MEP/O&M | Pending
56e449e7-1b67-4383-b6b3-9afcc54673bc | Transformer 01 | IfcElectricDistributionBoard | Asset_Metadata | tags[2] | transformer | text |  | JSON/COBie/IFC | Conditional | assets[].tags[2] | BIM/MEP/O&M | Pending
bfe1ef74-8838-472b-ac5b-28a10eb7cdda | Main Distribution Board 01 | IfcElectricDistributionBoard | Asset_Metadata | asset_id | MDB-001 | text |  | JSON/COBie/IFC | Yes | assets[].asset_id | BIM/MEP/O&M | Pending
bfe1ef74-8838-472b-ac5b-28a10eb7cdda | Main Distribution Board 01 | IfcElectricDistributionBoard | Asset_Metadata | asset_name | Main Distribution Board 01 | text |  | JSON/COBie/IFC | Yes | assets[].asset_name | BIM/MEP/O&M | Pending
bfe1ef74-8838-472b-ac5b-28a10eb7cdda | Main Distribution Board 01 | IfcElectricDistributionBoard | Asset_Metadata | asset_status | in_service | text |  | JSON/COBie/IFC | Conditional | assets[].asset_status | BIM/MEP/O&M | Pending
bfe1ef74-8838-472b-ac5b-28a10eb7cdda | Main Distribution Board 01 | IfcElectricDistributionBoard | Asset_Metadata | system | Electrical | text |  | JSON/COBie/IFC | Yes | assets[].system | BIM/MEP/O&M | Pending
bfe1ef74-8838-472b-ac5b-28a10eb7cdda | Main Distribution Board 01 | IfcElectricDistributionBoard | Asset_Metadata | discipline | MEP | text |  | JSON/COBie/IFC | Conditional | assets[].discipline | BIM/MEP/O&M | Pending
bfe1ef74-8838-472b-ac5b-28a10eb7cdda | Main Distribution Board 01 | IfcElectricDistributionBoard | Asset_Metadata | category | Distribution Board | text |  | JSON/COBie/IFC | Conditional | assets[].category | BIM/MEP/O&M | Pending
bfe1ef74-8838-472b-ac5b-28a10eb7cdda | Main Distribution Board 01 | IfcElectricDistributionBoard | Asset_Metadata | asset_type | MDB | text |  | JSON/COBie/IFC | Yes | assets[].asset_type | BIM/MEP/O&M | Pending
bfe1ef74-8838-472b-ac5b-28a10eb7cdda | Main Distribution Board 01 | IfcElectricDistributionBoard | LOI_Classification | classification.uniclass_code | placeholder | text |  | JSON/COBie/IFC | Yes | assets[].classification.uniclass_code | BIM/MEP/O&M | Pending
bfe1ef74-8838-472b-ac5b-28a10eb7cdda | Main Distribution Board 01 | IfcElectricDistributionBoard | LOI_Classification | classification.omniclass_code | placeholder | text |  | JSON/COBie/IFC | Yes | assets[].classification.omniclass_code | BIM/MEP/O&M | Pending
bfe1ef74-8838-472b-ac5b-28a10eb7cdda | Main Distribution Board 01 | IfcElectricDistributionBoard | LOI_Classification | classification.local_classification | Electrical/Distribution Board/MDB | text |  | JSON/COBie/IFC | Conditional | assets[].classification.local_classification | BIM/MEP/O&M | Pending
bfe1ef74-8838-472b-ac5b-28a10eb7cdda | Main Distribution Board 01 | IfcElectricDistributionBoard | LOI_Location | location.facility_id | FAC-OFFICE-TOWER-A | text |  | JSON/COBie/IFC | Conditional | assets[].location.facility_id | BIM/MEP/O&M | Pending
bfe1ef74-8838-472b-ac5b-28a10eb7cdda | Main Distribution Board 01 | IfcElectricDistributionBoard | LOI_Location | location.floor_id | FL-B1 | text |  | JSON/COBie/IFC | Yes | assets[].location.floor_id | BIM/MEP/O&M | Pending
bfe1ef74-8838-472b-ac5b-28a10eb7cdda | Main Distribution Board 01 | IfcElectricDistributionBoard | LOI_Location | location.space_id | SP-B1-CHILLER | text |  | JSON/COBie/IFC | Yes | assets[].location.space_id | BIM/MEP/O&M | Pending
bfe1ef74-8838-472b-ac5b-28a10eb7cdda | Main Distribution Board 01 | IfcElectricDistributionBoard | LOI_Location | location.zone_id | ZONE-HVAC-B1-PLANT | text |  | JSON/COBie/IFC | Conditional | assets[].location.zone_id | BIM/MEP/O&M | Pending
bfe1ef74-8838-472b-ac5b-28a10eb7cdda | Main Distribution Board 01 | IfcElectricDistributionBoard | IFC_Core | bim_mapping.ifc_guid | bfe1ef74-8838-472b-ac5b-28a10eb7cdda | text |  | JSON/COBie/IFC | Yes | assets[].bim_mapping.ifc_guid | BIM/MEP/O&M | Pending
bfe1ef74-8838-472b-ac5b-28a10eb7cdda | Main Distribution Board 01 | IfcElectricDistributionBoard | IFC_Core | bim_mapping.ifc_entity | IfcElectricDistributionBoard | text |  | JSON/COBie/IFC | Conditional | assets[].bim_mapping.ifc_entity | BIM/MEP/O&M | Pending
bfe1ef74-8838-472b-ac5b-28a10eb7cdda | Main Distribution Board 01 | IfcElectricDistributionBoard | IFC_Core | bim_mapping.ifc_name | Main Distribution Board 01 | text |  | JSON/COBie/IFC | Conditional | assets[].bim_mapping.ifc_name | BIM/MEP/O&M | Pending
bfe1ef74-8838-472b-ac5b-28a10eb7cdda | Main Distribution Board 01 | IfcElectricDistributionBoard | IFC_Core | bim_mapping.source_model_id | IFC-MEP-001 | text |  | JSON/COBie/IFC | Conditional | assets[].bim_mapping.source_model_id | BIM/MEP/O&M | Pending
bfe1ef74-8838-472b-ac5b-28a10eb7cdda | Main Distribution Board 01 | IfcElectricDistributionBoard | IFC_Core | bim_mapping.global_id_locked | TRUE | boolean |  | JSON/COBie/IFC | Conditional | assets[].bim_mapping.global_id_locked | BIM/MEP/O&M | Pending
bfe1ef74-8838-472b-ac5b-28a10eb7cdda | Main Distribution Board 01 | IfcElectricDistributionBoard | Asset_Metadata | cobie_mapping.component_name | MDB-001 | text |  | JSON/COBie/IFC | Conditional | assets[].cobie_mapping.component_name | BIM/MEP/O&M | Pending
bfe1ef74-8838-472b-ac5b-28a10eb7cdda | Main Distribution Board 01 | IfcElectricDistributionBoard | Asset_Metadata | cobie_mapping.type_name | MDB | text |  | JSON/COBie/IFC | Conditional | assets[].cobie_mapping.type_name | BIM/MEP/O&M | Pending
bfe1ef74-8838-472b-ac5b-28a10eb7cdda | Main Distribution Board 01 | IfcElectricDistributionBoard | Asset_Metadata | cobie_mapping.system_name | Electrical | text |  | JSON/COBie/IFC | Conditional | assets[].cobie_mapping.system_name | BIM/MEP/O&M | Pending
bfe1ef74-8838-472b-ac5b-28a10eb7cdda | Main Distribution Board 01 | IfcElectricDistributionBoard | Asset_Metadata | cobie_mapping.space_name | SP-B1-CHILLER | text |  | JSON/COBie/IFC | Conditional | assets[].cobie_mapping.space_name | BIM/MEP/O&M | Pending
bfe1ef74-8838-472b-ac5b-28a10eb7cdda | Main Distribution Board 01 | IfcElectricDistributionBoard | LOI_Manufacturer | manufacturer_data.manufacturer | Generic Manufacturer | text |  | JSON/COBie/IFC | Yes | assets[].manufacturer_data.manufacturer | BIM/MEP/O&M | Pending
bfe1ef74-8838-472b-ac5b-28a10eb7cdda | Main Distribution Board 01 | IfcElectricDistributionBoard | LOI_Manufacturer | manufacturer_data.model | Model-Placeholder | text |  | JSON/COBie/IFC | Yes | assets[].manufacturer_data.model | BIM/MEP/O&M | Pending
bfe1ef74-8838-472b-ac5b-28a10eb7cdda | Main Distribution Board 01 | IfcElectricDistributionBoard | LOI_Manufacturer | manufacturer_data.serial_number | SN-MDB-001 | text |  | JSON/COBie/IFC | Yes | assets[].manufacturer_data.serial_number | BIM/MEP/O&M | Pending
bfe1ef74-8838-472b-ac5b-28a10eb7cdda | Main Distribution Board 01 | IfcElectricDistributionBoard | LOI_Manufacturer | manufacturer_data.installation_date | 2026-05-15 | text |  | JSON/COBie/IFC | Conditional | assets[].manufacturer_data.installation_date | BIM/MEP/O&M | Pending
bfe1ef74-8838-472b-ac5b-28a10eb7cdda | Main Distribution Board 01 | IfcElectricDistributionBoard | LOI_Manufacturer | manufacturer_data.warranty_start_date | 2026-06-01 | text |  | JSON/COBie/IFC | Conditional | assets[].manufacturer_data.warranty_start_date | BIM/MEP/O&M | Pending
bfe1ef74-8838-472b-ac5b-28a10eb7cdda | Main Distribution Board 01 | IfcElectricDistributionBoard | LOI_Manufacturer | manufacturer_data.warranty_end_date | 2028-06-01 | text |  | JSON/COBie/IFC | Conditional | assets[].manufacturer_data.warranty_end_date | BIM/MEP/O&M | Pending
bfe1ef74-8838-472b-ac5b-28a10eb7cdda | Main Distribution Board 01 | IfcElectricDistributionBoard | LOI_Operation_Maintenance | operation_data.maintainable | TRUE | boolean |  | JSON/COBie/IFC | Conditional | assets[].operation_data.maintainable | BIM/MEP/O&M | Pending
bfe1ef74-8838-472b-ac5b-28a10eb7cdda | Main Distribution Board 01 | IfcElectricDistributionBoard | LOI_Operation_Maintenance | operation_data.criticality | High | text |  | JSON/COBie/IFC | Yes | assets[].operation_data.criticality | BIM/MEP/O&M | Pending
bfe1ef74-8838-472b-ac5b-28a10eb7cdda | Main Distribution Board 01 | IfcElectricDistributionBoard | LOI_Operation_Maintenance | operation_data.expected_life_years | 15 | number |  | JSON/COBie/IFC | Conditional | assets[].operation_data.expected_life_years | BIM/MEP/O&M | Pending
bfe1ef74-8838-472b-ac5b-28a10eb7cdda | Main Distribution Board 01 | IfcElectricDistributionBoard | LOI_Operation_Maintenance | operation_data.maintenance_strategy | preventive_and_condition_based | text |  | JSON/COBie/IFC | Yes | assets[].operation_data.maintenance_strategy | BIM/MEP/O&M | Pending
bfe1ef74-8838-472b-ac5b-28a10eb7cdda | Main Distribution Board 01 | IfcElectricDistributionBoard | LOI_Operation_Maintenance | operation_data.cmms_asset_id | CMMS-MDB-001 | text |  | JSON/COBie/IFC | Yes | assets[].operation_data.cmms_asset_id | BIM/MEP/O&M | Pending
bfe1ef74-8838-472b-ac5b-28a10eb7cdda | Main Distribution Board 01 | IfcElectricDistributionBoard | LOI_Operation_Maintenance | operation_data.spare_part_group | SPARE-DISTRIBUTION-BOARD | text |  | JSON/COBie/IFC | Conditional | assets[].operation_data.spare_part_group | BIM/MEP/O&M | Pending
bfe1ef74-8838-472b-ac5b-28a10eb7cdda | Main Distribution Board 01 | IfcElectricDistributionBoard | LOI_Operation_Maintenance | operation_data.manual_url | https://example.com/om_manuals/MDB-001.pdf | text |  | JSON/COBie/IFC | Conditional | assets[].operation_data.manual_url | BIM/MEP/O&M | Pending
bfe1ef74-8838-472b-ac5b-28a10eb7cdda | Main Distribution Board 01 | IfcElectricDistributionBoard | DTP_Metadata | digital_twin.dt_entity_type | asset | text |  | JSON/COBie/IFC | Conditional | assets[].digital_twin.dt_entity_type | BIM/MEP/O&M | Pending
bfe1ef74-8838-472b-ac5b-28a10eb7cdda | Main Distribution Board 01 | IfcElectricDistributionBoard | DTP_Metadata | digital_twin.state_source | BMS/IoT/CMMS | text |  | JSON/COBie/IFC | Conditional | assets[].digital_twin.state_source | BIM/MEP/O&M | Pending
bfe1ef74-8838-472b-ac5b-28a10eb7cdda | Main Distribution Board 01 | IfcElectricDistributionBoard | DTP_Metadata | digital_twin.realtime_enabled | TRUE | boolean |  | JSON/COBie/IFC | Conditional | assets[].digital_twin.realtime_enabled | BIM/MEP/O&M | Pending
bfe1ef74-8838-472b-ac5b-28a10eb7cdda | Main Distribution Board 01 | IfcElectricDistributionBoard | DTP_Metadata | digital_twin.history_enabled | TRUE | boolean |  | JSON/COBie/IFC | Conditional | assets[].digital_twin.history_enabled | BIM/MEP/O&M | Pending
bfe1ef74-8838-472b-ac5b-28a10eb7cdda | Main Distribution Board 01 | IfcElectricDistributionBoard | DTP_Metadata | digital_twin.visual_selectable | TRUE | boolean |  | JSON/COBie/IFC | Conditional | assets[].digital_twin.visual_selectable | BIM/MEP/O&M | Pending
bfe1ef74-8838-472b-ac5b-28a10eb7cdda | Main Distribution Board 01 | IfcElectricDistributionBoard | DTP_Metadata | digital_twin.visual_highlight_layer | LAYER-ASSET-ELECTRICAL | text |  | JSON/COBie/IFC | Conditional | assets[].digital_twin.visual_highlight_layer | BIM/MEP/O&M | Pending
bfe1ef74-8838-472b-ac5b-28a10eb7cdda | Main Distribution Board 01 | IfcElectricDistributionBoard | Asset_Metadata | tags[0] | electrical | text |  | JSON/COBie/IFC | Conditional | assets[].tags[0] | BIM/MEP/O&M | Pending
bfe1ef74-8838-472b-ac5b-28a10eb7cdda | Main Distribution Board 01 | IfcElectricDistributionBoard | Asset_Metadata | tags[1] | distribution_board | text |  | JSON/COBie/IFC | Conditional | assets[].tags[1] | BIM/MEP/O&M | Pending
bfe1ef74-8838-472b-ac5b-28a10eb7cdda | Main Distribution Board 01 | IfcElectricDistributionBoard | Asset_Metadata | tags[2] | mdb | text |  | JSON/COBie/IFC | Conditional | assets[].tags[2] | BIM/MEP/O&M | Pending
8425ee0b-4249-41a9-8a5b-c39151410a62 | Automatic Transfer Switch 01 | IfcSwitchingDevice | Asset_Metadata | asset_id | ATS-001 | text |  | JSON/COBie/IFC | Yes | assets[].asset_id | BIM/MEP/O&M | Pending
8425ee0b-4249-41a9-8a5b-c39151410a62 | Automatic Transfer Switch 01 | IfcSwitchingDevice | Asset_Metadata | asset_name | Automatic Transfer Switch 01 | text |  | JSON/COBie/IFC | Yes | assets[].asset_name | BIM/MEP/O&M | Pending
8425ee0b-4249-41a9-8a5b-c39151410a62 | Automatic Transfer Switch 01 | IfcSwitchingDevice | Asset_Metadata | asset_status | in_service | text |  | JSON/COBie/IFC | Conditional | assets[].asset_status | BIM/MEP/O&M | Pending
8425ee0b-4249-41a9-8a5b-c39151410a62 | Automatic Transfer Switch 01 | IfcSwitchingDevice | Asset_Metadata | system | Electrical | text |  | JSON/COBie/IFC | Yes | assets[].system | BIM/MEP/O&M | Pending
8425ee0b-4249-41a9-8a5b-c39151410a62 | Automatic Transfer Switch 01 | IfcSwitchingDevice | Asset_Metadata | discipline | MEP | text |  | JSON/COBie/IFC | Conditional | assets[].discipline | BIM/MEP/O&M | Pending
8425ee0b-4249-41a9-8a5b-c39151410a62 | Automatic Transfer Switch 01 | IfcSwitchingDevice | Asset_Metadata | category | ATS | text |  | JSON/COBie/IFC | Conditional | assets[].category | BIM/MEP/O&M | Pending
8425ee0b-4249-41a9-8a5b-c39151410a62 | Automatic Transfer Switch 01 | IfcSwitchingDevice | Asset_Metadata | asset_type | ATS | text |  | JSON/COBie/IFC | Yes | assets[].asset_type | BIM/MEP/O&M | Pending
8425ee0b-4249-41a9-8a5b-c39151410a62 | Automatic Transfer Switch 01 | IfcSwitchingDevice | LOI_Classification | classification.uniclass_code | placeholder | text |  | JSON/COBie/IFC | Yes | assets[].classification.uniclass_code | BIM/MEP/O&M | Pending
8425ee0b-4249-41a9-8a5b-c39151410a62 | Automatic Transfer Switch 01 | IfcSwitchingDevice | LOI_Classification | classification.omniclass_code | placeholder | text |  | JSON/COBie/IFC | Yes | assets[].classification.omniclass_code | BIM/MEP/O&M | Pending
8425ee0b-4249-41a9-8a5b-c39151410a62 | Automatic Transfer Switch 01 | IfcSwitchingDevice | LOI_Classification | classification.local_classification | Electrical/ATS/ATS | text |  | JSON/COBie/IFC | Conditional | assets[].classification.local_classification | BIM/MEP/O&M | Pending
8425ee0b-4249-41a9-8a5b-c39151410a62 | Automatic Transfer Switch 01 | IfcSwitchingDevice | LOI_Location | location.facility_id | FAC-OFFICE-TOWER-A | text |  | JSON/COBie/IFC | Conditional | assets[].location.facility_id | BIM/MEP/O&M | Pending
8425ee0b-4249-41a9-8a5b-c39151410a62 | Automatic Transfer Switch 01 | IfcSwitchingDevice | LOI_Location | location.floor_id | FL-B1 | text |  | JSON/COBie/IFC | Yes | assets[].location.floor_id | BIM/MEP/O&M | Pending
8425ee0b-4249-41a9-8a5b-c39151410a62 | Automatic Transfer Switch 01 | IfcSwitchingDevice | LOI_Location | location.space_id | SP-B1-CHILLER | text |  | JSON/COBie/IFC | Yes | assets[].location.space_id | BIM/MEP/O&M | Pending
8425ee0b-4249-41a9-8a5b-c39151410a62 | Automatic Transfer Switch 01 | IfcSwitchingDevice | LOI_Location | location.zone_id | ZONE-HVAC-B1-PLANT | text |  | JSON/COBie/IFC | Conditional | assets[].location.zone_id | BIM/MEP/O&M | Pending
8425ee0b-4249-41a9-8a5b-c39151410a62 | Automatic Transfer Switch 01 | IfcSwitchingDevice | IFC_Core | bim_mapping.ifc_guid | 8425ee0b-4249-41a9-8a5b-c39151410a62 | text |  | JSON/COBie/IFC | Yes | assets[].bim_mapping.ifc_guid | BIM/MEP/O&M | Pending
8425ee0b-4249-41a9-8a5b-c39151410a62 | Automatic Transfer Switch 01 | IfcSwitchingDevice | IFC_Core | bim_mapping.ifc_entity | IfcSwitchingDevice | text |  | JSON/COBie/IFC | Conditional | assets[].bim_mapping.ifc_entity | BIM/MEP/O&M | Pending
8425ee0b-4249-41a9-8a5b-c39151410a62 | Automatic Transfer Switch 01 | IfcSwitchingDevice | IFC_Core | bim_mapping.ifc_name | Automatic Transfer Switch 01 | text |  | JSON/COBie/IFC | Conditional | assets[].bim_mapping.ifc_name | BIM/MEP/O&M | Pending
8425ee0b-4249-41a9-8a5b-c39151410a62 | Automatic Transfer Switch 01 | IfcSwitchingDevice | IFC_Core | bim_mapping.source_model_id | IFC-MEP-001 | text |  | JSON/COBie/IFC | Conditional | assets[].bim_mapping.source_model_id | BIM/MEP/O&M | Pending
8425ee0b-4249-41a9-8a5b-c39151410a62 | Automatic Transfer Switch 01 | IfcSwitchingDevice | IFC_Core | bim_mapping.global_id_locked | TRUE | boolean |  | JSON/COBie/IFC | Conditional | assets[].bim_mapping.global_id_locked | BIM/MEP/O&M | Pending
8425ee0b-4249-41a9-8a5b-c39151410a62 | Automatic Transfer Switch 01 | IfcSwitchingDevice | Asset_Metadata | cobie_mapping.component_name | ATS-001 | text |  | JSON/COBie/IFC | Conditional | assets[].cobie_mapping.component_name | BIM/MEP/O&M | Pending
8425ee0b-4249-41a9-8a5b-c39151410a62 | Automatic Transfer Switch 01 | IfcSwitchingDevice | Asset_Metadata | cobie_mapping.type_name | ATS | text |  | JSON/COBie/IFC | Conditional | assets[].cobie_mapping.type_name | BIM/MEP/O&M | Pending
8425ee0b-4249-41a9-8a5b-c39151410a62 | Automatic Transfer Switch 01 | IfcSwitchingDevice | Asset_Metadata | cobie_mapping.system_name | Electrical | text |  | JSON/COBie/IFC | Conditional | assets[].cobie_mapping.system_name | BIM/MEP/O&M | Pending
8425ee0b-4249-41a9-8a5b-c39151410a62 | Automatic Transfer Switch 01 | IfcSwitchingDevice | Asset_Metadata | cobie_mapping.space_name | SP-B1-CHILLER | text |  | JSON/COBie/IFC | Conditional | assets[].cobie_mapping.space_name | BIM/MEP/O&M | Pending
8425ee0b-4249-41a9-8a5b-c39151410a62 | Automatic Transfer Switch 01 | IfcSwitchingDevice | LOI_Manufacturer | manufacturer_data.manufacturer | Generic Manufacturer | text |  | JSON/COBie/IFC | Yes | assets[].manufacturer_data.manufacturer | BIM/MEP/O&M | Pending
8425ee0b-4249-41a9-8a5b-c39151410a62 | Automatic Transfer Switch 01 | IfcSwitchingDevice | LOI_Manufacturer | manufacturer_data.model | Model-Placeholder | text |  | JSON/COBie/IFC | Yes | assets[].manufacturer_data.model | BIM/MEP/O&M | Pending
8425ee0b-4249-41a9-8a5b-c39151410a62 | Automatic Transfer Switch 01 | IfcSwitchingDevice | LOI_Manufacturer | manufacturer_data.serial_number | SN-ATS-001 | text |  | JSON/COBie/IFC | Yes | assets[].manufacturer_data.serial_number | BIM/MEP/O&M | Pending
8425ee0b-4249-41a9-8a5b-c39151410a62 | Automatic Transfer Switch 01 | IfcSwitchingDevice | LOI_Manufacturer | manufacturer_data.installation_date | 2026-05-15 | text |  | JSON/COBie/IFC | Conditional | assets[].manufacturer_data.installation_date | BIM/MEP/O&M | Pending
8425ee0b-4249-41a9-8a5b-c39151410a62 | Automatic Transfer Switch 01 | IfcSwitchingDevice | LOI_Manufacturer | manufacturer_data.warranty_start_date | 2026-06-01 | text |  | JSON/COBie/IFC | Conditional | assets[].manufacturer_data.warranty_start_date | BIM/MEP/O&M | Pending
8425ee0b-4249-41a9-8a5b-c39151410a62 | Automatic Transfer Switch 01 | IfcSwitchingDevice | LOI_Manufacturer | manufacturer_data.warranty_end_date | 2028-06-01 | text |  | JSON/COBie/IFC | Conditional | assets[].manufacturer_data.warranty_end_date | BIM/MEP/O&M | Pending
8425ee0b-4249-41a9-8a5b-c39151410a62 | Automatic Transfer Switch 01 | IfcSwitchingDevice | LOI_Operation_Maintenance | operation_data.maintainable | TRUE | boolean |  | JSON/COBie/IFC | Conditional | assets[].operation_data.maintainable | BIM/MEP/O&M | Pending
8425ee0b-4249-41a9-8a5b-c39151410a62 | Automatic Transfer Switch 01 | IfcSwitchingDevice | LOI_Operation_Maintenance | operation_data.criticality | High | text |  | JSON/COBie/IFC | Yes | assets[].operation_data.criticality | BIM/MEP/O&M | Pending
8425ee0b-4249-41a9-8a5b-c39151410a62 | Automatic Transfer Switch 01 | IfcSwitchingDevice | LOI_Operation_Maintenance | operation_data.expected_life_years | 15 | number |  | JSON/COBie/IFC | Conditional | assets[].operation_data.expected_life_years | BIM/MEP/O&M | Pending
8425ee0b-4249-41a9-8a5b-c39151410a62 | Automatic Transfer Switch 01 | IfcSwitchingDevice | LOI_Operation_Maintenance | operation_data.maintenance_strategy | preventive_and_condition_based | text |  | JSON/COBie/IFC | Yes | assets[].operation_data.maintenance_strategy | BIM/MEP/O&M | Pending
8425ee0b-4249-41a9-8a5b-c39151410a62 | Automatic Transfer Switch 01 | IfcSwitchingDevice | LOI_Operation_Maintenance | operation_data.cmms_asset_id | CMMS-ATS-001 | text |  | JSON/COBie/IFC | Yes | assets[].operation_data.cmms_asset_id | BIM/MEP/O&M | Pending
8425ee0b-4249-41a9-8a5b-c39151410a62 | Automatic Transfer Switch 01 | IfcSwitchingDevice | LOI_Operation_Maintenance | operation_data.spare_part_group | SPARE-ATS | text |  | JSON/COBie/IFC | Conditional | assets[].operation_data.spare_part_group | BIM/MEP/O&M | Pending
8425ee0b-4249-41a9-8a5b-c39151410a62 | Automatic Transfer Switch 01 | IfcSwitchingDevice | LOI_Operation_Maintenance | operation_data.manual_url | https://example.com/om_manuals/ATS-001.pdf | text |  | JSON/COBie/IFC | Conditional | assets[].operation_data.manual_url | BIM/MEP/O&M | Pending
8425ee0b-4249-41a9-8a5b-c39151410a62 | Automatic Transfer Switch 01 | IfcSwitchingDevice | DTP_Metadata | digital_twin.dt_entity_type | asset | text |  | JSON/COBie/IFC | Conditional | assets[].digital_twin.dt_entity_type | BIM/MEP/O&M | Pending
8425ee0b-4249-41a9-8a5b-c39151410a62 | Automatic Transfer Switch 01 | IfcSwitchingDevice | DTP_Metadata | digital_twin.state_source | BMS/IoT/CMMS | text |  | JSON/COBie/IFC | Conditional | assets[].digital_twin.state_source | BIM/MEP/O&M | Pending
8425ee0b-4249-41a9-8a5b-c39151410a62 | Automatic Transfer Switch 01 | IfcSwitchingDevice | DTP_Metadata | digital_twin.realtime_enabled | TRUE | boolean |  | JSON/COBie/IFC | Conditional | assets[].digital_twin.realtime_enabled | BIM/MEP/O&M | Pending
8425ee0b-4249-41a9-8a5b-c39151410a62 | Automatic Transfer Switch 01 | IfcSwitchingDevice | DTP_Metadata | digital_twin.history_enabled | TRUE | boolean |  | JSON/COBie/IFC | Conditional | assets[].digital_twin.history_enabled | BIM/MEP/O&M | Pending
8425ee0b-4249-41a9-8a5b-c39151410a62 | Automatic Transfer Switch 01 | IfcSwitchingDevice | DTP_Metadata | digital_twin.visual_selectable | TRUE | boolean |  | JSON/COBie/IFC | Conditional | assets[].digital_twin.visual_selectable | BIM/MEP/O&M | Pending
8425ee0b-4249-41a9-8a5b-c39151410a62 | Automatic Transfer Switch 01 | IfcSwitchingDevice | DTP_Metadata | digital_twin.visual_highlight_layer | LAYER-ASSET-ELECTRICAL | text |  | JSON/COBie/IFC | Conditional | assets[].digital_twin.visual_highlight_layer | BIM/MEP/O&M | Pending
8425ee0b-4249-41a9-8a5b-c39151410a62 | Automatic Transfer Switch 01 | IfcSwitchingDevice | Asset_Metadata | tags[0] | electrical | text |  | JSON/COBie/IFC | Conditional | assets[].tags[0] | BIM/MEP/O&M | Pending
8425ee0b-4249-41a9-8a5b-c39151410a62 | Automatic Transfer Switch 01 | IfcSwitchingDevice | Asset_Metadata | tags[1] | ats | text |  | JSON/COBie/IFC | Conditional | assets[].tags[1] | BIM/MEP/O&M | Pending
8425ee0b-4249-41a9-8a5b-c39151410a62 | Automatic Transfer Switch 01 | IfcSwitchingDevice | Asset_Metadata | tags[2] | ats | text |  | JSON/COBie/IFC | Conditional | assets[].tags[2] | BIM/MEP/O&M | Pending
26928abd-db3f-4513-a8e1-84ad366915a9 | Diesel Generator 01 | IfcElectricGenerator | Asset_Metadata | asset_id | GEN-001 | text |  | JSON/COBie/IFC | Yes | assets[].asset_id | BIM/MEP/O&M | Pending
26928abd-db3f-4513-a8e1-84ad366915a9 | Diesel Generator 01 | IfcElectricGenerator | Asset_Metadata | asset_name | Diesel Generator 01 | text |  | JSON/COBie/IFC | Yes | assets[].asset_name | BIM/MEP/O&M | Pending
26928abd-db3f-4513-a8e1-84ad366915a9 | Diesel Generator 01 | IfcElectricGenerator | Asset_Metadata | asset_status | in_service | text |  | JSON/COBie/IFC | Conditional | assets[].asset_status | BIM/MEP/O&M | Pending
26928abd-db3f-4513-a8e1-84ad366915a9 | Diesel Generator 01 | IfcElectricGenerator | Asset_Metadata | system | Electrical | text |  | JSON/COBie/IFC | Yes | assets[].system | BIM/MEP/O&M | Pending
26928abd-db3f-4513-a8e1-84ad366915a9 | Diesel Generator 01 | IfcElectricGenerator | Asset_Metadata | discipline | MEP | text |  | JSON/COBie/IFC | Conditional | assets[].discipline | BIM/MEP/O&M | Pending
26928abd-db3f-4513-a8e1-84ad366915a9 | Diesel Generator 01 | IfcElectricGenerator | Asset_Metadata | category | Generator | text |  | JSON/COBie/IFC | Conditional | assets[].category | BIM/MEP/O&M | Pending
26928abd-db3f-4513-a8e1-84ad366915a9 | Diesel Generator 01 | IfcElectricGenerator | Asset_Metadata | asset_type | DieselGenerator | text |  | JSON/COBie/IFC | Yes | assets[].asset_type | BIM/MEP/O&M | Pending
26928abd-db3f-4513-a8e1-84ad366915a9 | Diesel Generator 01 | IfcElectricGenerator | LOI_Classification | classification.uniclass_code | placeholder | text |  | JSON/COBie/IFC | Yes | assets[].classification.uniclass_code | BIM/MEP/O&M | Pending
26928abd-db3f-4513-a8e1-84ad366915a9 | Diesel Generator 01 | IfcElectricGenerator | LOI_Classification | classification.omniclass_code | placeholder | text |  | JSON/COBie/IFC | Yes | assets[].classification.omniclass_code | BIM/MEP/O&M | Pending
26928abd-db3f-4513-a8e1-84ad366915a9 | Diesel Generator 01 | IfcElectricGenerator | LOI_Classification | classification.local_classification | Electrical/Generator/DieselGenerator | text |  | JSON/COBie/IFC | Conditional | assets[].classification.local_classification | BIM/MEP/O&M | Pending
26928abd-db3f-4513-a8e1-84ad366915a9 | Diesel Generator 01 | IfcElectricGenerator | LOI_Location | location.facility_id | FAC-OFFICE-TOWER-A | text |  | JSON/COBie/IFC | Conditional | assets[].location.facility_id | BIM/MEP/O&M | Pending
26928abd-db3f-4513-a8e1-84ad366915a9 | Diesel Generator 01 | IfcElectricGenerator | LOI_Location | location.floor_id | FL-B1 | text |  | JSON/COBie/IFC | Yes | assets[].location.floor_id | BIM/MEP/O&M | Pending
26928abd-db3f-4513-a8e1-84ad366915a9 | Diesel Generator 01 | IfcElectricGenerator | LOI_Location | location.space_id | SP-B1-CHILLER | text |  | JSON/COBie/IFC | Yes | assets[].location.space_id | BIM/MEP/O&M | Pending
26928abd-db3f-4513-a8e1-84ad366915a9 | Diesel Generator 01 | IfcElectricGenerator | LOI_Location | location.zone_id | ZONE-HVAC-B1-PLANT | text |  | JSON/COBie/IFC | Conditional | assets[].location.zone_id | BIM/MEP/O&M | Pending
26928abd-db3f-4513-a8e1-84ad366915a9 | Diesel Generator 01 | IfcElectricGenerator | IFC_Core | bim_mapping.ifc_guid | 26928abd-db3f-4513-a8e1-84ad366915a9 | text |  | JSON/COBie/IFC | Yes | assets[].bim_mapping.ifc_guid | BIM/MEP/O&M | Pending
26928abd-db3f-4513-a8e1-84ad366915a9 | Diesel Generator 01 | IfcElectricGenerator | IFC_Core | bim_mapping.ifc_entity | IfcElectricGenerator | text |  | JSON/COBie/IFC | Conditional | assets[].bim_mapping.ifc_entity | BIM/MEP/O&M | Pending
26928abd-db3f-4513-a8e1-84ad366915a9 | Diesel Generator 01 | IfcElectricGenerator | IFC_Core | bim_mapping.ifc_name | Diesel Generator 01 | text |  | JSON/COBie/IFC | Conditional | assets[].bim_mapping.ifc_name | BIM/MEP/O&M | Pending
26928abd-db3f-4513-a8e1-84ad366915a9 | Diesel Generator 01 | IfcElectricGenerator | IFC_Core | bim_mapping.source_model_id | IFC-MEP-001 | text |  | JSON/COBie/IFC | Conditional | assets[].bim_mapping.source_model_id | BIM/MEP/O&M | Pending
26928abd-db3f-4513-a8e1-84ad366915a9 | Diesel Generator 01 | IfcElectricGenerator | IFC_Core | bim_mapping.global_id_locked | TRUE | boolean |  | JSON/COBie/IFC | Conditional | assets[].bim_mapping.global_id_locked | BIM/MEP/O&M | Pending
26928abd-db3f-4513-a8e1-84ad366915a9 | Diesel Generator 01 | IfcElectricGenerator | Asset_Metadata | cobie_mapping.component_name | GEN-001 | text |  | JSON/COBie/IFC | Conditional | assets[].cobie_mapping.component_name | BIM/MEP/O&M | Pending
26928abd-db3f-4513-a8e1-84ad366915a9 | Diesel Generator 01 | IfcElectricGenerator | Asset_Metadata | cobie_mapping.type_name | DieselGenerator | text |  | JSON/COBie/IFC | Conditional | assets[].cobie_mapping.type_name | BIM/MEP/O&M | Pending
26928abd-db3f-4513-a8e1-84ad366915a9 | Diesel Generator 01 | IfcElectricGenerator | Asset_Metadata | cobie_mapping.system_name | Electrical | text |  | JSON/COBie/IFC | Conditional | assets[].cobie_mapping.system_name | BIM/MEP/O&M | Pending
26928abd-db3f-4513-a8e1-84ad366915a9 | Diesel Generator 01 | IfcElectricGenerator | Asset_Metadata | cobie_mapping.space_name | SP-B1-CHILLER | text |  | JSON/COBie/IFC | Conditional | assets[].cobie_mapping.space_name | BIM/MEP/O&M | Pending
26928abd-db3f-4513-a8e1-84ad366915a9 | Diesel Generator 01 | IfcElectricGenerator | LOI_Manufacturer | manufacturer_data.manufacturer | Generic Manufacturer | text |  | JSON/COBie/IFC | Yes | assets[].manufacturer_data.manufacturer | BIM/MEP/O&M | Pending
26928abd-db3f-4513-a8e1-84ad366915a9 | Diesel Generator 01 | IfcElectricGenerator | LOI_Manufacturer | manufacturer_data.model | Model-Placeholder | text |  | JSON/COBie/IFC | Yes | assets[].manufacturer_data.model | BIM/MEP/O&M | Pending
26928abd-db3f-4513-a8e1-84ad366915a9 | Diesel Generator 01 | IfcElectricGenerator | LOI_Manufacturer | manufacturer_data.serial_number | SN-GEN-001 | text |  | JSON/COBie/IFC | Yes | assets[].manufacturer_data.serial_number | BIM/MEP/O&M | Pending
26928abd-db3f-4513-a8e1-84ad366915a9 | Diesel Generator 01 | IfcElectricGenerator | LOI_Manufacturer | manufacturer_data.installation_date | 2026-05-15 | text |  | JSON/COBie/IFC | Conditional | assets[].manufacturer_data.installation_date | BIM/MEP/O&M | Pending
26928abd-db3f-4513-a8e1-84ad366915a9 | Diesel Generator 01 | IfcElectricGenerator | LOI_Manufacturer | manufacturer_data.warranty_start_date | 2026-06-01 | text |  | JSON/COBie/IFC | Conditional | assets[].manufacturer_data.warranty_start_date | BIM/MEP/O&M | Pending
26928abd-db3f-4513-a8e1-84ad366915a9 | Diesel Generator 01 | IfcElectricGenerator | LOI_Manufacturer | manufacturer_data.warranty_end_date | 2028-06-01 | text |  | JSON/COBie/IFC | Conditional | assets[].manufacturer_data.warranty_end_date | BIM/MEP/O&M | Pending
26928abd-db3f-4513-a8e1-84ad366915a9 | Diesel Generator 01 | IfcElectricGenerator | LOI_Operation_Maintenance | operation_data.maintainable | TRUE | boolean |  | JSON/COBie/IFC | Conditional | assets[].operation_data.maintainable | BIM/MEP/O&M | Pending
26928abd-db3f-4513-a8e1-84ad366915a9 | Diesel Generator 01 | IfcElectricGenerator | LOI_Operation_Maintenance | operation_data.criticality | High | text |  | JSON/COBie/IFC | Yes | assets[].operation_data.criticality | BIM/MEP/O&M | Pending
26928abd-db3f-4513-a8e1-84ad366915a9 | Diesel Generator 01 | IfcElectricGenerator | LOI_Operation_Maintenance | operation_data.expected_life_years | 15 | number |  | JSON/COBie/IFC | Conditional | assets[].operation_data.expected_life_years | BIM/MEP/O&M | Pending
26928abd-db3f-4513-a8e1-84ad366915a9 | Diesel Generator 01 | IfcElectricGenerator | LOI_Operation_Maintenance | operation_data.maintenance_strategy | preventive_and_condition_based | text |  | JSON/COBie/IFC | Yes | assets[].operation_data.maintenance_strategy | BIM/MEP/O&M | Pending
26928abd-db3f-4513-a8e1-84ad366915a9 | Diesel Generator 01 | IfcElectricGenerator | LOI_Operation_Maintenance | operation_data.cmms_asset_id | CMMS-GEN-001 | text |  | JSON/COBie/IFC | Yes | assets[].operation_data.cmms_asset_id | BIM/MEP/O&M | Pending
26928abd-db3f-4513-a8e1-84ad366915a9 | Diesel Generator 01 | IfcElectricGenerator | LOI_Operation_Maintenance | operation_data.spare_part_group | SPARE-GENERATOR | text |  | JSON/COBie/IFC | Conditional | assets[].operation_data.spare_part_group | BIM/MEP/O&M | Pending
26928abd-db3f-4513-a8e1-84ad366915a9 | Diesel Generator 01 | IfcElectricGenerator | LOI_Operation_Maintenance | operation_data.manual_url | https://example.com/om_manuals/GEN-001.pdf | text |  | JSON/COBie/IFC | Conditional | assets[].operation_data.manual_url | BIM/MEP/O&M | Pending
26928abd-db3f-4513-a8e1-84ad366915a9 | Diesel Generator 01 | IfcElectricGenerator | DTP_Metadata | digital_twin.dt_entity_type | asset | text |  | JSON/COBie/IFC | Conditional | assets[].digital_twin.dt_entity_type | BIM/MEP/O&M | Pending
26928abd-db3f-4513-a8e1-84ad366915a9 | Diesel Generator 01 | IfcElectricGenerator | DTP_Metadata | digital_twin.state_source | BMS/IoT/CMMS | text |  | JSON/COBie/IFC | Conditional | assets[].digital_twin.state_source | BIM/MEP/O&M | Pending
26928abd-db3f-4513-a8e1-84ad366915a9 | Diesel Generator 01 | IfcElectricGenerator | DTP_Metadata | digital_twin.realtime_enabled | TRUE | boolean |  | JSON/COBie/IFC | Conditional | assets[].digital_twin.realtime_enabled | BIM/MEP/O&M | Pending
26928abd-db3f-4513-a8e1-84ad366915a9 | Diesel Generator 01 | IfcElectricGenerator | DTP_Metadata | digital_twin.history_enabled | TRUE | boolean |  | JSON/COBie/IFC | Conditional | assets[].digital_twin.history_enabled | BIM/MEP/O&M | Pending
26928abd-db3f-4513-a8e1-84ad366915a9 | Diesel Generator 01 | IfcElectricGenerator | DTP_Metadata | digital_twin.visual_selectable | TRUE | boolean |  | JSON/COBie/IFC | Conditional | assets[].digital_twin.visual_selectable | BIM/MEP/O&M | Pending
26928abd-db3f-4513-a8e1-84ad366915a9 | Diesel Generator 01 | IfcElectricGenerator | DTP_Metadata | digital_twin.visual_highlight_layer | LAYER-ASSET-ELECTRICAL | text |  | JSON/COBie/IFC | Conditional | assets[].digital_twin.visual_highlight_layer | BIM/MEP/O&M | Pending
26928abd-db3f-4513-a8e1-84ad366915a9 | Diesel Generator 01 | IfcElectricGenerator | Asset_Metadata | tags[0] | electrical | text |  | JSON/COBie/IFC | Conditional | assets[].tags[0] | BIM/MEP/O&M | Pending
26928abd-db3f-4513-a8e1-84ad366915a9 | Diesel Generator 01 | IfcElectricGenerator | Asset_Metadata | tags[1] | generator | text |  | JSON/COBie/IFC | Conditional | assets[].tags[1] | BIM/MEP/O&M | Pending
26928abd-db3f-4513-a8e1-84ad366915a9 | Diesel Generator 01 | IfcElectricGenerator | Asset_Metadata | tags[2] | dieselgenerator | text |  | JSON/COBie/IFC | Conditional | assets[].tags[2] | BIM/MEP/O&M | Pending
7452bac0-7e08-42f0-a13e-502216a5dc87 | UPS System 01 | IfcElectricAppliance | Asset_Metadata | asset_id | UPS-001 | text |  | JSON/COBie/IFC | Yes | assets[].asset_id | BIM/MEP/O&M | Pending
7452bac0-7e08-42f0-a13e-502216a5dc87 | UPS System 01 | IfcElectricAppliance | Asset_Metadata | asset_name | UPS System 01 | text |  | JSON/COBie/IFC | Yes | assets[].asset_name | BIM/MEP/O&M | Pending
7452bac0-7e08-42f0-a13e-502216a5dc87 | UPS System 01 | IfcElectricAppliance | Asset_Metadata | asset_status | in_service | text |  | JSON/COBie/IFC | Conditional | assets[].asset_status | BIM/MEP/O&M | Pending
7452bac0-7e08-42f0-a13e-502216a5dc87 | UPS System 01 | IfcElectricAppliance | Asset_Metadata | system | Electrical | text |  | JSON/COBie/IFC | Yes | assets[].system | BIM/MEP/O&M | Pending
7452bac0-7e08-42f0-a13e-502216a5dc87 | UPS System 01 | IfcElectricAppliance | Asset_Metadata | discipline | MEP | text |  | JSON/COBie/IFC | Conditional | assets[].discipline | BIM/MEP/O&M | Pending
7452bac0-7e08-42f0-a13e-502216a5dc87 | UPS System 01 | IfcElectricAppliance | Asset_Metadata | category | UPS | text |  | JSON/COBie/IFC | Conditional | assets[].category | BIM/MEP/O&M | Pending
7452bac0-7e08-42f0-a13e-502216a5dc87 | UPS System 01 | IfcElectricAppliance | Asset_Metadata | asset_type | UPS | text |  | JSON/COBie/IFC | Yes | assets[].asset_type | BIM/MEP/O&M | Pending
7452bac0-7e08-42f0-a13e-502216a5dc87 | UPS System 01 | IfcElectricAppliance | LOI_Classification | classification.uniclass_code | placeholder | text |  | JSON/COBie/IFC | Yes | assets[].classification.uniclass_code | BIM/MEP/O&M | Pending
7452bac0-7e08-42f0-a13e-502216a5dc87 | UPS System 01 | IfcElectricAppliance | LOI_Classification | classification.omniclass_code | placeholder | text |  | JSON/COBie/IFC | Yes | assets[].classification.omniclass_code | BIM/MEP/O&M | Pending
7452bac0-7e08-42f0-a13e-502216a5dc87 | UPS System 01 | IfcElectricAppliance | LOI_Classification | classification.local_classification | Electrical/UPS/UPS | text |  | JSON/COBie/IFC | Conditional | assets[].classification.local_classification | BIM/MEP/O&M | Pending
7452bac0-7e08-42f0-a13e-502216a5dc87 | UPS System 01 | IfcElectricAppliance | LOI_Location | location.facility_id | FAC-OFFICE-TOWER-A | text |  | JSON/COBie/IFC | Conditional | assets[].location.facility_id | BIM/MEP/O&M | Pending
7452bac0-7e08-42f0-a13e-502216a5dc87 | UPS System 01 | IfcElectricAppliance | LOI_Location | location.floor_id | FL-L01 | text |  | JSON/COBie/IFC | Yes | assets[].location.floor_id | BIM/MEP/O&M | Pending
7452bac0-7e08-42f0-a13e-502216a5dc87 | UPS System 01 | IfcElectricAppliance | LOI_Location | location.space_id | SP-L01-SECURITY | text |  | JSON/COBie/IFC | Yes | assets[].location.space_id | BIM/MEP/O&M | Pending
7452bac0-7e08-42f0-a13e-502216a5dc87 | UPS System 01 | IfcElectricAppliance | LOI_Location | location.zone_id | ZONE-PUBLIC-L01 | text |  | JSON/COBie/IFC | Conditional | assets[].location.zone_id | BIM/MEP/O&M | Pending
7452bac0-7e08-42f0-a13e-502216a5dc87 | UPS System 01 | IfcElectricAppliance | IFC_Core | bim_mapping.ifc_guid | 7452bac0-7e08-42f0-a13e-502216a5dc87 | text |  | JSON/COBie/IFC | Yes | assets[].bim_mapping.ifc_guid | BIM/MEP/O&M | Pending
7452bac0-7e08-42f0-a13e-502216a5dc87 | UPS System 01 | IfcElectricAppliance | IFC_Core | bim_mapping.ifc_entity | IfcElectricAppliance | text |  | JSON/COBie/IFC | Conditional | assets[].bim_mapping.ifc_entity | BIM/MEP/O&M | Pending
7452bac0-7e08-42f0-a13e-502216a5dc87 | UPS System 01 | IfcElectricAppliance | IFC_Core | bim_mapping.ifc_name | UPS System 01 | text |  | JSON/COBie/IFC | Conditional | assets[].bim_mapping.ifc_name | BIM/MEP/O&M | Pending
7452bac0-7e08-42f0-a13e-502216a5dc87 | UPS System 01 | IfcElectricAppliance | IFC_Core | bim_mapping.source_model_id | IFC-MEP-001 | text |  | JSON/COBie/IFC | Conditional | assets[].bim_mapping.source_model_id | BIM/MEP/O&M | Pending
7452bac0-7e08-42f0-a13e-502216a5dc87 | UPS System 01 | IfcElectricAppliance | IFC_Core | bim_mapping.global_id_locked | TRUE | boolean |  | JSON/COBie/IFC | Conditional | assets[].bim_mapping.global_id_locked | BIM/MEP/O&M | Pending
7452bac0-7e08-42f0-a13e-502216a5dc87 | UPS System 01 | IfcElectricAppliance | Asset_Metadata | cobie_mapping.component_name | UPS-001 | text |  | JSON/COBie/IFC | Conditional | assets[].cobie_mapping.component_name | BIM/MEP/O&M | Pending
7452bac0-7e08-42f0-a13e-502216a5dc87 | UPS System 01 | IfcElectricAppliance | Asset_Metadata | cobie_mapping.type_name | UPS | text |  | JSON/COBie/IFC | Conditional | assets[].cobie_mapping.type_name | BIM/MEP/O&M | Pending
7452bac0-7e08-42f0-a13e-502216a5dc87 | UPS System 01 | IfcElectricAppliance | Asset_Metadata | cobie_mapping.system_name | Electrical | text |  | JSON/COBie/IFC | Conditional | assets[].cobie_mapping.system_name | BIM/MEP/O&M | Pending
7452bac0-7e08-42f0-a13e-502216a5dc87 | UPS System 01 | IfcElectricAppliance | Asset_Metadata | cobie_mapping.space_name | SP-L01-SECURITY | text |  | JSON/COBie/IFC | Conditional | assets[].cobie_mapping.space_name | BIM/MEP/O&M | Pending
7452bac0-7e08-42f0-a13e-502216a5dc87 | UPS System 01 | IfcElectricAppliance | LOI_Manufacturer | manufacturer_data.manufacturer | Generic Manufacturer | text |  | JSON/COBie/IFC | Yes | assets[].manufacturer_data.manufacturer | BIM/MEP/O&M | Pending
7452bac0-7e08-42f0-a13e-502216a5dc87 | UPS System 01 | IfcElectricAppliance | LOI_Manufacturer | manufacturer_data.model | Model-Placeholder | text |  | JSON/COBie/IFC | Yes | assets[].manufacturer_data.model | BIM/MEP/O&M | Pending
7452bac0-7e08-42f0-a13e-502216a5dc87 | UPS System 01 | IfcElectricAppliance | LOI_Manufacturer | manufacturer_data.serial_number | SN-UPS-001 | text |  | JSON/COBie/IFC | Yes | assets[].manufacturer_data.serial_number | BIM/MEP/O&M | Pending
7452bac0-7e08-42f0-a13e-502216a5dc87 | UPS System 01 | IfcElectricAppliance | LOI_Manufacturer | manufacturer_data.installation_date | 2026-05-15 | text |  | JSON/COBie/IFC | Conditional | assets[].manufacturer_data.installation_date | BIM/MEP/O&M | Pending
7452bac0-7e08-42f0-a13e-502216a5dc87 | UPS System 01 | IfcElectricAppliance | LOI_Manufacturer | manufacturer_data.warranty_start_date | 2026-06-01 | text |  | JSON/COBie/IFC | Conditional | assets[].manufacturer_data.warranty_start_date | BIM/MEP/O&M | Pending
7452bac0-7e08-42f0-a13e-502216a5dc87 | UPS System 01 | IfcElectricAppliance | LOI_Manufacturer | manufacturer_data.warranty_end_date | 2028-06-01 | text |  | JSON/COBie/IFC | Conditional | assets[].manufacturer_data.warranty_end_date | BIM/MEP/O&M | Pending
7452bac0-7e08-42f0-a13e-502216a5dc87 | UPS System 01 | IfcElectricAppliance | LOI_Operation_Maintenance | operation_data.maintainable | TRUE | boolean |  | JSON/COBie/IFC | Conditional | assets[].operation_data.maintainable | BIM/MEP/O&M | Pending
7452bac0-7e08-42f0-a13e-502216a5dc87 | UPS System 01 | IfcElectricAppliance | LOI_Operation_Maintenance | operation_data.criticality | High | text |  | JSON/COBie/IFC | Yes | assets[].operation_data.criticality | BIM/MEP/O&M | Pending
7452bac0-7e08-42f0-a13e-502216a5dc87 | UPS System 01 | IfcElectricAppliance | LOI_Operation_Maintenance | operation_data.expected_life_years | 15 | number |  | JSON/COBie/IFC | Conditional | assets[].operation_data.expected_life_years | BIM/MEP/O&M | Pending
7452bac0-7e08-42f0-a13e-502216a5dc87 | UPS System 01 | IfcElectricAppliance | LOI_Operation_Maintenance | operation_data.maintenance_strategy | preventive_and_condition_based | text |  | JSON/COBie/IFC | Yes | assets[].operation_data.maintenance_strategy | BIM/MEP/O&M | Pending
7452bac0-7e08-42f0-a13e-502216a5dc87 | UPS System 01 | IfcElectricAppliance | LOI_Operation_Maintenance | operation_data.cmms_asset_id | CMMS-UPS-001 | text |  | JSON/COBie/IFC | Yes | assets[].operation_data.cmms_asset_id | BIM/MEP/O&M | Pending
7452bac0-7e08-42f0-a13e-502216a5dc87 | UPS System 01 | IfcElectricAppliance | LOI_Operation_Maintenance | operation_data.spare_part_group | SPARE-UPS | text |  | JSON/COBie/IFC | Conditional | assets[].operation_data.spare_part_group | BIM/MEP/O&M | Pending
7452bac0-7e08-42f0-a13e-502216a5dc87 | UPS System 01 | IfcElectricAppliance | LOI_Operation_Maintenance | operation_data.manual_url | https://example.com/om_manuals/UPS-001.pdf | text |  | JSON/COBie/IFC | Conditional | assets[].operation_data.manual_url | BIM/MEP/O&M | Pending
7452bac0-7e08-42f0-a13e-502216a5dc87 | UPS System 01 | IfcElectricAppliance | DTP_Metadata | digital_twin.dt_entity_type | asset | text |  | JSON/COBie/IFC | Conditional | assets[].digital_twin.dt_entity_type | BIM/MEP/O&M | Pending
7452bac0-7e08-42f0-a13e-502216a5dc87 | UPS System 01 | IfcElectricAppliance | DTP_Metadata | digital_twin.state_source | BMS/IoT/CMMS | text |  | JSON/COBie/IFC | Conditional | assets[].digital_twin.state_source | BIM/MEP/O&M | Pending
7452bac0-7e08-42f0-a13e-502216a5dc87 | UPS System 01 | IfcElectricAppliance | DTP_Metadata | digital_twin.realtime_enabled | TRUE | boolean |  | JSON/COBie/IFC | Conditional | assets[].digital_twin.realtime_enabled | BIM/MEP/O&M | Pending
7452bac0-7e08-42f0-a13e-502216a5dc87 | UPS System 01 | IfcElectricAppliance | DTP_Metadata | digital_twin.history_enabled | TRUE | boolean |  | JSON/COBie/IFC | Conditional | assets[].digital_twin.history_enabled | BIM/MEP/O&M | Pending
7452bac0-7e08-42f0-a13e-502216a5dc87 | UPS System 01 | IfcElectricAppliance | DTP_Metadata | digital_twin.visual_selectable | TRUE | boolean |  | JSON/COBie/IFC | Conditional | assets[].digital_twin.visual_selectable | BIM/MEP/O&M | Pending
7452bac0-7e08-42f0-a13e-502216a5dc87 | UPS System 01 | IfcElectricAppliance | DTP_Metadata | digital_twin.visual_highlight_layer | LAYER-ASSET-ELECTRICAL | text |  | JSON/COBie/IFC | Conditional | assets[].digital_twin.visual_highlight_layer | BIM/MEP/O&M | Pending
7452bac0-7e08-42f0-a13e-502216a5dc87 | UPS System 01 | IfcElectricAppliance | Asset_Metadata | tags[0] | electrical | text |  | JSON/COBie/IFC | Conditional | assets[].tags[0] | BIM/MEP/O&M | Pending
7452bac0-7e08-42f0-a13e-502216a5dc87 | UPS System 01 | IfcElectricAppliance | Asset_Metadata | tags[1] | ups | text |  | JSON/COBie/IFC | Conditional | assets[].tags[1] | BIM/MEP/O&M | Pending
7452bac0-7e08-42f0-a13e-502216a5dc87 | UPS System 01 | IfcElectricAppliance | Asset_Metadata | tags[2] | ups | text |  | JSON/COBie/IFC | Conditional | assets[].tags[2] | BIM/MEP/O&M | Pending
8bbf5041-36c5-499d-9702-108312fdfaf1 | Lighting Panel L01-001 | IfcElectricDistributionBoard | Asset_Metadata | asset_id | LP-L01-001 | text |  | JSON/COBie/IFC | Yes | assets[].asset_id | BIM/MEP/O&M | Pending
8bbf5041-36c5-499d-9702-108312fdfaf1 | Lighting Panel L01-001 | IfcElectricDistributionBoard | Asset_Metadata | asset_name | Lighting Panel L01-001 | text |  | JSON/COBie/IFC | Yes | assets[].asset_name | BIM/MEP/O&M | Pending
8bbf5041-36c5-499d-9702-108312fdfaf1 | Lighting Panel L01-001 | IfcElectricDistributionBoard | Asset_Metadata | asset_status | in_service | text |  | JSON/COBie/IFC | Conditional | assets[].asset_status | BIM/MEP/O&M | Pending
8bbf5041-36c5-499d-9702-108312fdfaf1 | Lighting Panel L01-001 | IfcElectricDistributionBoard | Asset_Metadata | system | Electrical | text |  | JSON/COBie/IFC | Yes | assets[].system | BIM/MEP/O&M | Pending
8bbf5041-36c5-499d-9702-108312fdfaf1 | Lighting Panel L01-001 | IfcElectricDistributionBoard | Asset_Metadata | discipline | MEP | text |  | JSON/COBie/IFC | Conditional | assets[].discipline | BIM/MEP/O&M | Pending
8bbf5041-36c5-499d-9702-108312fdfaf1 | Lighting Panel L01-001 | IfcElectricDistributionBoard | Asset_Metadata | category | Lighting Panel | text |  | JSON/COBie/IFC | Conditional | assets[].category | BIM/MEP/O&M | Pending
8bbf5041-36c5-499d-9702-108312fdfaf1 | Lighting Panel L01-001 | IfcElectricDistributionBoard | Asset_Metadata | asset_type | LP | text |  | JSON/COBie/IFC | Yes | assets[].asset_type | BIM/MEP/O&M | Pending
8bbf5041-36c5-499d-9702-108312fdfaf1 | Lighting Panel L01-001 | IfcElectricDistributionBoard | LOI_Classification | classification.uniclass_code | placeholder | text |  | JSON/COBie/IFC | Yes | assets[].classification.uniclass_code | BIM/MEP/O&M | Pending
8bbf5041-36c5-499d-9702-108312fdfaf1 | Lighting Panel L01-001 | IfcElectricDistributionBoard | LOI_Classification | classification.omniclass_code | placeholder | text |  | JSON/COBie/IFC | Yes | assets[].classification.omniclass_code | BIM/MEP/O&M | Pending
8bbf5041-36c5-499d-9702-108312fdfaf1 | Lighting Panel L01-001 | IfcElectricDistributionBoard | LOI_Classification | classification.local_classification | Electrical/Lighting Panel/LP | text |  | JSON/COBie/IFC | Conditional | assets[].classification.local_classification | BIM/MEP/O&M | Pending
8bbf5041-36c5-499d-9702-108312fdfaf1 | Lighting Panel L01-001 | IfcElectricDistributionBoard | LOI_Location | location.facility_id | FAC-OFFICE-TOWER-A | text |  | JSON/COBie/IFC | Conditional | assets[].location.facility_id | BIM/MEP/O&M | Pending
8bbf5041-36c5-499d-9702-108312fdfaf1 | Lighting Panel L01-001 | IfcElectricDistributionBoard | LOI_Location | location.floor_id | FL-L01 | text |  | JSON/COBie/IFC | Yes | assets[].location.floor_id | BIM/MEP/O&M | Pending
8bbf5041-36c5-499d-9702-108312fdfaf1 | Lighting Panel L01-001 | IfcElectricDistributionBoard | LOI_Location | location.space_id | SP-L01-LOBBY | text |  | JSON/COBie/IFC | Yes | assets[].location.space_id | BIM/MEP/O&M | Pending
8bbf5041-36c5-499d-9702-108312fdfaf1 | Lighting Panel L01-001 | IfcElectricDistributionBoard | LOI_Location | location.zone_id | ZONE-PUBLIC-L01 | text |  | JSON/COBie/IFC | Conditional | assets[].location.zone_id | BIM/MEP/O&M | Pending
8bbf5041-36c5-499d-9702-108312fdfaf1 | Lighting Panel L01-001 | IfcElectricDistributionBoard | IFC_Core | bim_mapping.ifc_guid | 8bbf5041-36c5-499d-9702-108312fdfaf1 | text |  | JSON/COBie/IFC | Yes | assets[].bim_mapping.ifc_guid | BIM/MEP/O&M | Pending
8bbf5041-36c5-499d-9702-108312fdfaf1 | Lighting Panel L01-001 | IfcElectricDistributionBoard | IFC_Core | bim_mapping.ifc_entity | IfcElectricDistributionBoard | text |  | JSON/COBie/IFC | Conditional | assets[].bim_mapping.ifc_entity | BIM/MEP/O&M | Pending
8bbf5041-36c5-499d-9702-108312fdfaf1 | Lighting Panel L01-001 | IfcElectricDistributionBoard | IFC_Core | bim_mapping.ifc_name | Lighting Panel L01-001 | text |  | JSON/COBie/IFC | Conditional | assets[].bim_mapping.ifc_name | BIM/MEP/O&M | Pending
8bbf5041-36c5-499d-9702-108312fdfaf1 | Lighting Panel L01-001 | IfcElectricDistributionBoard | IFC_Core | bim_mapping.source_model_id | IFC-MEP-001 | text |  | JSON/COBie/IFC | Conditional | assets[].bim_mapping.source_model_id | BIM/MEP/O&M | Pending
8bbf5041-36c5-499d-9702-108312fdfaf1 | Lighting Panel L01-001 | IfcElectricDistributionBoard | IFC_Core | bim_mapping.global_id_locked | TRUE | boolean |  | JSON/COBie/IFC | Conditional | assets[].bim_mapping.global_id_locked | BIM/MEP/O&M | Pending
8bbf5041-36c5-499d-9702-108312fdfaf1 | Lighting Panel L01-001 | IfcElectricDistributionBoard | Asset_Metadata | cobie_mapping.component_name | LP-L01-001 | text |  | JSON/COBie/IFC | Conditional | assets[].cobie_mapping.component_name | BIM/MEP/O&M | Pending
8bbf5041-36c5-499d-9702-108312fdfaf1 | Lighting Panel L01-001 | IfcElectricDistributionBoard | Asset_Metadata | cobie_mapping.type_name | LP | text |  | JSON/COBie/IFC | Conditional | assets[].cobie_mapping.type_name | BIM/MEP/O&M | Pending
8bbf5041-36c5-499d-9702-108312fdfaf1 | Lighting Panel L01-001 | IfcElectricDistributionBoard | Asset_Metadata | cobie_mapping.system_name | Electrical | text |  | JSON/COBie/IFC | Conditional | assets[].cobie_mapping.system_name | BIM/MEP/O&M | Pending
8bbf5041-36c5-499d-9702-108312fdfaf1 | Lighting Panel L01-001 | IfcElectricDistributionBoard | Asset_Metadata | cobie_mapping.space_name | SP-L01-LOBBY | text |  | JSON/COBie/IFC | Conditional | assets[].cobie_mapping.space_name | BIM/MEP/O&M | Pending
8bbf5041-36c5-499d-9702-108312fdfaf1 | Lighting Panel L01-001 | IfcElectricDistributionBoard | LOI_Manufacturer | manufacturer_data.manufacturer | Generic Manufacturer | text |  | JSON/COBie/IFC | Yes | assets[].manufacturer_data.manufacturer | BIM/MEP/O&M | Pending
8bbf5041-36c5-499d-9702-108312fdfaf1 | Lighting Panel L01-001 | IfcElectricDistributionBoard | LOI_Manufacturer | manufacturer_data.model | Model-Placeholder | text |  | JSON/COBie/IFC | Yes | assets[].manufacturer_data.model | BIM/MEP/O&M | Pending
8bbf5041-36c5-499d-9702-108312fdfaf1 | Lighting Panel L01-001 | IfcElectricDistributionBoard | LOI_Manufacturer | manufacturer_data.serial_number | SN-LP-L01-001 | text |  | JSON/COBie/IFC | Yes | assets[].manufacturer_data.serial_number | BIM/MEP/O&M | Pending
8bbf5041-36c5-499d-9702-108312fdfaf1 | Lighting Panel L01-001 | IfcElectricDistributionBoard | LOI_Manufacturer | manufacturer_data.installation_date | 2026-05-15 | text |  | JSON/COBie/IFC | Conditional | assets[].manufacturer_data.installation_date | BIM/MEP/O&M | Pending
8bbf5041-36c5-499d-9702-108312fdfaf1 | Lighting Panel L01-001 | IfcElectricDistributionBoard | LOI_Manufacturer | manufacturer_data.warranty_start_date | 2026-06-01 | text |  | JSON/COBie/IFC | Conditional | assets[].manufacturer_data.warranty_start_date | BIM/MEP/O&M | Pending
8bbf5041-36c5-499d-9702-108312fdfaf1 | Lighting Panel L01-001 | IfcElectricDistributionBoard | LOI_Manufacturer | manufacturer_data.warranty_end_date | 2028-06-01 | text |  | JSON/COBie/IFC | Conditional | assets[].manufacturer_data.warranty_end_date | BIM/MEP/O&M | Pending
8bbf5041-36c5-499d-9702-108312fdfaf1 | Lighting Panel L01-001 | IfcElectricDistributionBoard | LOI_Operation_Maintenance | operation_data.maintainable | TRUE | boolean |  | JSON/COBie/IFC | Conditional | assets[].operation_data.maintainable | BIM/MEP/O&M | Pending
8bbf5041-36c5-499d-9702-108312fdfaf1 | Lighting Panel L01-001 | IfcElectricDistributionBoard | LOI_Operation_Maintenance | operation_data.criticality | Medium | text |  | JSON/COBie/IFC | Yes | assets[].operation_data.criticality | BIM/MEP/O&M | Pending
8bbf5041-36c5-499d-9702-108312fdfaf1 | Lighting Panel L01-001 | IfcElectricDistributionBoard | LOI_Operation_Maintenance | operation_data.expected_life_years | 15 | number |  | JSON/COBie/IFC | Conditional | assets[].operation_data.expected_life_years | BIM/MEP/O&M | Pending
8bbf5041-36c5-499d-9702-108312fdfaf1 | Lighting Panel L01-001 | IfcElectricDistributionBoard | LOI_Operation_Maintenance | operation_data.maintenance_strategy | preventive_and_condition_based | text |  | JSON/COBie/IFC | Yes | assets[].operation_data.maintenance_strategy | BIM/MEP/O&M | Pending
8bbf5041-36c5-499d-9702-108312fdfaf1 | Lighting Panel L01-001 | IfcElectricDistributionBoard | LOI_Operation_Maintenance | operation_data.cmms_asset_id | CMMS-LP-L01-001 | text |  | JSON/COBie/IFC | Yes | assets[].operation_data.cmms_asset_id | BIM/MEP/O&M | Pending
8bbf5041-36c5-499d-9702-108312fdfaf1 | Lighting Panel L01-001 | IfcElectricDistributionBoard | LOI_Operation_Maintenance | operation_data.spare_part_group | SPARE-LIGHTING-PANEL | text |  | JSON/COBie/IFC | Conditional | assets[].operation_data.spare_part_group | BIM/MEP/O&M | Pending
8bbf5041-36c5-499d-9702-108312fdfaf1 | Lighting Panel L01-001 | IfcElectricDistributionBoard | LOI_Operation_Maintenance | operation_data.manual_url | https://example.com/om_manuals/LP-L01-001.pdf | text |  | JSON/COBie/IFC | Conditional | assets[].operation_data.manual_url | BIM/MEP/O&M | Pending
8bbf5041-36c5-499d-9702-108312fdfaf1 | Lighting Panel L01-001 | IfcElectricDistributionBoard | DTP_Metadata | digital_twin.dt_entity_type | asset | text |  | JSON/COBie/IFC | Conditional | assets[].digital_twin.dt_entity_type | BIM/MEP/O&M | Pending
8bbf5041-36c5-499d-9702-108312fdfaf1 | Lighting Panel L01-001 | IfcElectricDistributionBoard | DTP_Metadata | digital_twin.state_source | BMS/IoT/CMMS | text |  | JSON/COBie/IFC | Conditional | assets[].digital_twin.state_source | BIM/MEP/O&M | Pending
8bbf5041-36c5-499d-9702-108312fdfaf1 | Lighting Panel L01-001 | IfcElectricDistributionBoard | DTP_Metadata | digital_twin.realtime_enabled | TRUE | boolean |  | JSON/COBie/IFC | Conditional | assets[].digital_twin.realtime_enabled | BIM/MEP/O&M | Pending
8bbf5041-36c5-499d-9702-108312fdfaf1 | Lighting Panel L01-001 | IfcElectricDistributionBoard | DTP_Metadata | digital_twin.history_enabled | TRUE | boolean |  | JSON/COBie/IFC | Conditional | assets[].digital_twin.history_enabled | BIM/MEP/O&M | Pending
8bbf5041-36c5-499d-9702-108312fdfaf1 | Lighting Panel L01-001 | IfcElectricDistributionBoard | DTP_Metadata | digital_twin.visual_selectable | TRUE | boolean |  | JSON/COBie/IFC | Conditional | assets[].digital_twin.visual_selectable | BIM/MEP/O&M | Pending
8bbf5041-36c5-499d-9702-108312fdfaf1 | Lighting Panel L01-001 | IfcElectricDistributionBoard | DTP_Metadata | digital_twin.visual_highlight_layer | LAYER-ASSET-ELECTRICAL | text |  | JSON/COBie/IFC | Conditional | assets[].digital_twin.visual_highlight_layer | BIM/MEP/O&M | Pending
8bbf5041-36c5-499d-9702-108312fdfaf1 | Lighting Panel L01-001 | IfcElectricDistributionBoard | Asset_Metadata | tags[0] | electrical | text |  | JSON/COBie/IFC | Conditional | assets[].tags[0] | BIM/MEP/O&M | Pending
8bbf5041-36c5-499d-9702-108312fdfaf1 | Lighting Panel L01-001 | IfcElectricDistributionBoard | Asset_Metadata | tags[1] | lighting_panel | text |  | JSON/COBie/IFC | Conditional | assets[].tags[1] | BIM/MEP/O&M | Pending
8bbf5041-36c5-499d-9702-108312fdfaf1 | Lighting Panel L01-001 | IfcElectricDistributionBoard | Asset_Metadata | tags[2] | lp | text |  | JSON/COBie/IFC | Conditional | assets[].tags[2] | BIM/MEP/O&M | Pending
6aae7531-5c3e-474d-98d3-f42a6e242cd9 | Lighting Panel L02-001 | IfcElectricDistributionBoard | Asset_Metadata | asset_id | LP-L02-001 | text |  | JSON/COBie/IFC | Yes | assets[].asset_id | BIM/MEP/O&M | Pending
6aae7531-5c3e-474d-98d3-f42a6e242cd9 | Lighting Panel L02-001 | IfcElectricDistributionBoard | Asset_Metadata | asset_name | Lighting Panel L02-001 | text |  | JSON/COBie/IFC | Yes | assets[].asset_name | BIM/MEP/O&M | Pending
6aae7531-5c3e-474d-98d3-f42a6e242cd9 | Lighting Panel L02-001 | IfcElectricDistributionBoard | Asset_Metadata | asset_status | in_service | text |  | JSON/COBie/IFC | Conditional | assets[].asset_status | BIM/MEP/O&M | Pending
6aae7531-5c3e-474d-98d3-f42a6e242cd9 | Lighting Panel L02-001 | IfcElectricDistributionBoard | Asset_Metadata | system | Electrical | text |  | JSON/COBie/IFC | Yes | assets[].system | BIM/MEP/O&M | Pending
6aae7531-5c3e-474d-98d3-f42a6e242cd9 | Lighting Panel L02-001 | IfcElectricDistributionBoard | Asset_Metadata | discipline | MEP | text |  | JSON/COBie/IFC | Conditional | assets[].discipline | BIM/MEP/O&M | Pending
6aae7531-5c3e-474d-98d3-f42a6e242cd9 | Lighting Panel L02-001 | IfcElectricDistributionBoard | Asset_Metadata | category | Lighting Panel | text |  | JSON/COBie/IFC | Conditional | assets[].category | BIM/MEP/O&M | Pending
6aae7531-5c3e-474d-98d3-f42a6e242cd9 | Lighting Panel L02-001 | IfcElectricDistributionBoard | Asset_Metadata | asset_type | LP | text |  | JSON/COBie/IFC | Yes | assets[].asset_type | BIM/MEP/O&M | Pending
6aae7531-5c3e-474d-98d3-f42a6e242cd9 | Lighting Panel L02-001 | IfcElectricDistributionBoard | LOI_Classification | classification.uniclass_code | placeholder | text |  | JSON/COBie/IFC | Yes | assets[].classification.uniclass_code | BIM/MEP/O&M | Pending
6aae7531-5c3e-474d-98d3-f42a6e242cd9 | Lighting Panel L02-001 | IfcElectricDistributionBoard | LOI_Classification | classification.omniclass_code | placeholder | text |  | JSON/COBie/IFC | Yes | assets[].classification.omniclass_code | BIM/MEP/O&M | Pending
6aae7531-5c3e-474d-98d3-f42a6e242cd9 | Lighting Panel L02-001 | IfcElectricDistributionBoard | LOI_Classification | classification.local_classification | Electrical/Lighting Panel/LP | text |  | JSON/COBie/IFC | Conditional | assets[].classification.local_classification | BIM/MEP/O&M | Pending
6aae7531-5c3e-474d-98d3-f42a6e242cd9 | Lighting Panel L02-001 | IfcElectricDistributionBoard | LOI_Location | location.facility_id | FAC-OFFICE-TOWER-A | text |  | JSON/COBie/IFC | Conditional | assets[].location.facility_id | BIM/MEP/O&M | Pending
6aae7531-5c3e-474d-98d3-f42a6e242cd9 | Lighting Panel L02-001 | IfcElectricDistributionBoard | LOI_Location | location.floor_id | FL-L02 | text |  | JSON/COBie/IFC | Yes | assets[].location.floor_id | BIM/MEP/O&M | Pending
6aae7531-5c3e-474d-98d3-f42a6e242cd9 | Lighting Panel L02-001 | IfcElectricDistributionBoard | LOI_Location | location.space_id | SP-L02-OFFICE-A | text |  | JSON/COBie/IFC | Yes | assets[].location.space_id | BIM/MEP/O&M | Pending
6aae7531-5c3e-474d-98d3-f42a6e242cd9 | Lighting Panel L02-001 | IfcElectricDistributionBoard | LOI_Location | location.zone_id | ZONE-OFFICE-L02 | text |  | JSON/COBie/IFC | Conditional | assets[].location.zone_id | BIM/MEP/O&M | Pending
6aae7531-5c3e-474d-98d3-f42a6e242cd9 | Lighting Panel L02-001 | IfcElectricDistributionBoard | IFC_Core | bim_mapping.ifc_guid | 6aae7531-5c3e-474d-98d3-f42a6e242cd9 | text |  | JSON/COBie/IFC | Yes | assets[].bim_mapping.ifc_guid | BIM/MEP/O&M | Pending
6aae7531-5c3e-474d-98d3-f42a6e242cd9 | Lighting Panel L02-001 | IfcElectricDistributionBoard | IFC_Core | bim_mapping.ifc_entity | IfcElectricDistributionBoard | text |  | JSON/COBie/IFC | Conditional | assets[].bim_mapping.ifc_entity | BIM/MEP/O&M | Pending
6aae7531-5c3e-474d-98d3-f42a6e242cd9 | Lighting Panel L02-001 | IfcElectricDistributionBoard | IFC_Core | bim_mapping.ifc_name | Lighting Panel L02-001 | text |  | JSON/COBie/IFC | Conditional | assets[].bim_mapping.ifc_name | BIM/MEP/O&M | Pending
6aae7531-5c3e-474d-98d3-f42a6e242cd9 | Lighting Panel L02-001 | IfcElectricDistributionBoard | IFC_Core | bim_mapping.source_model_id | IFC-MEP-001 | text |  | JSON/COBie/IFC | Conditional | assets[].bim_mapping.source_model_id | BIM/MEP/O&M | Pending
6aae7531-5c3e-474d-98d3-f42a6e242cd9 | Lighting Panel L02-001 | IfcElectricDistributionBoard | IFC_Core | bim_mapping.global_id_locked | TRUE | boolean |  | JSON/COBie/IFC | Conditional | assets[].bim_mapping.global_id_locked | BIM/MEP/O&M | Pending
6aae7531-5c3e-474d-98d3-f42a6e242cd9 | Lighting Panel L02-001 | IfcElectricDistributionBoard | Asset_Metadata | cobie_mapping.component_name | LP-L02-001 | text |  | JSON/COBie/IFC | Conditional | assets[].cobie_mapping.component_name | BIM/MEP/O&M | Pending
6aae7531-5c3e-474d-98d3-f42a6e242cd9 | Lighting Panel L02-001 | IfcElectricDistributionBoard | Asset_Metadata | cobie_mapping.type_name | LP | text |  | JSON/COBie/IFC | Conditional | assets[].cobie_mapping.type_name | BIM/MEP/O&M | Pending
6aae7531-5c3e-474d-98d3-f42a6e242cd9 | Lighting Panel L02-001 | IfcElectricDistributionBoard | Asset_Metadata | cobie_mapping.system_name | Electrical | text |  | JSON/COBie/IFC | Conditional | assets[].cobie_mapping.system_name | BIM/MEP/O&M | Pending
6aae7531-5c3e-474d-98d3-f42a6e242cd9 | Lighting Panel L02-001 | IfcElectricDistributionBoard | Asset_Metadata | cobie_mapping.space_name | SP-L02-OFFICE-A | text |  | JSON/COBie/IFC | Conditional | assets[].cobie_mapping.space_name | BIM/MEP/O&M | Pending
6aae7531-5c3e-474d-98d3-f42a6e242cd9 | Lighting Panel L02-001 | IfcElectricDistributionBoard | LOI_Manufacturer | manufacturer_data.manufacturer | Generic Manufacturer | text |  | JSON/COBie/IFC | Yes | assets[].manufacturer_data.manufacturer | BIM/MEP/O&M | Pending
6aae7531-5c3e-474d-98d3-f42a6e242cd9 | Lighting Panel L02-001 | IfcElectricDistributionBoard | LOI_Manufacturer | manufacturer_data.model | Model-Placeholder | text |  | JSON/COBie/IFC | Yes | assets[].manufacturer_data.model | BIM/MEP/O&M | Pending
6aae7531-5c3e-474d-98d3-f42a6e242cd9 | Lighting Panel L02-001 | IfcElectricDistributionBoard | LOI_Manufacturer | manufacturer_data.serial_number | SN-LP-L02-001 | text |  | JSON/COBie/IFC | Yes | assets[].manufacturer_data.serial_number | BIM/MEP/O&M | Pending
6aae7531-5c3e-474d-98d3-f42a6e242cd9 | Lighting Panel L02-001 | IfcElectricDistributionBoard | LOI_Manufacturer | manufacturer_data.installation_date | 2026-05-15 | text |  | JSON/COBie/IFC | Conditional | assets[].manufacturer_data.installation_date | BIM/MEP/O&M | Pending
6aae7531-5c3e-474d-98d3-f42a6e242cd9 | Lighting Panel L02-001 | IfcElectricDistributionBoard | LOI_Manufacturer | manufacturer_data.warranty_start_date | 2026-06-01 | text |  | JSON/COBie/IFC | Conditional | assets[].manufacturer_data.warranty_start_date | BIM/MEP/O&M | Pending
6aae7531-5c3e-474d-98d3-f42a6e242cd9 | Lighting Panel L02-001 | IfcElectricDistributionBoard | LOI_Manufacturer | manufacturer_data.warranty_end_date | 2028-06-01 | text |  | JSON/COBie/IFC | Conditional | assets[].manufacturer_data.warranty_end_date | BIM/MEP/O&M | Pending
6aae7531-5c3e-474d-98d3-f42a6e242cd9 | Lighting Panel L02-001 | IfcElectricDistributionBoard | LOI_Operation_Maintenance | operation_data.maintainable | TRUE | boolean |  | JSON/COBie/IFC | Conditional | assets[].operation_data.maintainable | BIM/MEP/O&M | Pending
6aae7531-5c3e-474d-98d3-f42a6e242cd9 | Lighting Panel L02-001 | IfcElectricDistributionBoard | LOI_Operation_Maintenance | operation_data.criticality | Medium | text |  | JSON/COBie/IFC | Yes | assets[].operation_data.criticality | BIM/MEP/O&M | Pending
6aae7531-5c3e-474d-98d3-f42a6e242cd9 | Lighting Panel L02-001 | IfcElectricDistributionBoard | LOI_Operation_Maintenance | operation_data.expected_life_years | 15 | number |  | JSON/COBie/IFC | Conditional | assets[].operation_data.expected_life_years | BIM/MEP/O&M | Pending
6aae7531-5c3e-474d-98d3-f42a6e242cd9 | Lighting Panel L02-001 | IfcElectricDistributionBoard | LOI_Operation_Maintenance | operation_data.maintenance_strategy | preventive_and_condition_based | text |  | JSON/COBie/IFC | Yes | assets[].operation_data.maintenance_strategy | BIM/MEP/O&M | Pending
6aae7531-5c3e-474d-98d3-f42a6e242cd9 | Lighting Panel L02-001 | IfcElectricDistributionBoard | LOI_Operation_Maintenance | operation_data.cmms_asset_id | CMMS-LP-L02-001 | text |  | JSON/COBie/IFC | Yes | assets[].operation_data.cmms_asset_id | BIM/MEP/O&M | Pending
6aae7531-5c3e-474d-98d3-f42a6e242cd9 | Lighting Panel L02-001 | IfcElectricDistributionBoard | LOI_Operation_Maintenance | operation_data.spare_part_group | SPARE-LIGHTING-PANEL | text |  | JSON/COBie/IFC | Conditional | assets[].operation_data.spare_part_group | BIM/MEP/O&M | Pending
6aae7531-5c3e-474d-98d3-f42a6e242cd9 | Lighting Panel L02-001 | IfcElectricDistributionBoard | LOI_Operation_Maintenance | operation_data.manual_url | https://example.com/om_manuals/LP-L02-001.pdf | text |  | JSON/COBie/IFC | Conditional | assets[].operation_data.manual_url | BIM/MEP/O&M | Pending
6aae7531-5c3e-474d-98d3-f42a6e242cd9 | Lighting Panel L02-001 | IfcElectricDistributionBoard | DTP_Metadata | digital_twin.dt_entity_type | asset | text |  | JSON/COBie/IFC | Conditional | assets[].digital_twin.dt_entity_type | BIM/MEP/O&M | Pending
6aae7531-5c3e-474d-98d3-f42a6e242cd9 | Lighting Panel L02-001 | IfcElectricDistributionBoard | DTP_Metadata | digital_twin.state_source | BMS/IoT/CMMS | text |  | JSON/COBie/IFC | Conditional | assets[].digital_twin.state_source | BIM/MEP/O&M | Pending
6aae7531-5c3e-474d-98d3-f42a6e242cd9 | Lighting Panel L02-001 | IfcElectricDistributionBoard | DTP_Metadata | digital_twin.realtime_enabled | TRUE | boolean |  | JSON/COBie/IFC | Conditional | assets[].digital_twin.realtime_enabled | BIM/MEP/O&M | Pending
6aae7531-5c3e-474d-98d3-f42a6e242cd9 | Lighting Panel L02-001 | IfcElectricDistributionBoard | DTP_Metadata | digital_twin.history_enabled | TRUE | boolean |  | JSON/COBie/IFC | Conditional | assets[].digital_twin.history_enabled | BIM/MEP/O&M | Pending
6aae7531-5c3e-474d-98d3-f42a6e242cd9 | Lighting Panel L02-001 | IfcElectricDistributionBoard | DTP_Metadata | digital_twin.visual_selectable | TRUE | boolean |  | JSON/COBie/IFC | Conditional | assets[].digital_twin.visual_selectable | BIM/MEP/O&M | Pending
6aae7531-5c3e-474d-98d3-f42a6e242cd9 | Lighting Panel L02-001 | IfcElectricDistributionBoard | DTP_Metadata | digital_twin.visual_highlight_layer | LAYER-ASSET-ELECTRICAL | text |  | JSON/COBie/IFC | Conditional | assets[].digital_twin.visual_highlight_layer | BIM/MEP/O&M | Pending
6aae7531-5c3e-474d-98d3-f42a6e242cd9 | Lighting Panel L02-001 | IfcElectricDistributionBoard | Asset_Metadata | tags[0] | electrical | text |  | JSON/COBie/IFC | Conditional | assets[].tags[0] | BIM/MEP/O&M | Pending
6aae7531-5c3e-474d-98d3-f42a6e242cd9 | Lighting Panel L02-001 | IfcElectricDistributionBoard | Asset_Metadata | tags[1] | lighting_panel | text |  | JSON/COBie/IFC | Conditional | assets[].tags[1] | BIM/MEP/O&M | Pending
6aae7531-5c3e-474d-98d3-f42a6e242cd9 | Lighting Panel L02-001 | IfcElectricDistributionBoard | Asset_Metadata | tags[2] | lp | text |  | JSON/COBie/IFC | Conditional | assets[].tags[2] | BIM/MEP/O&M | Pending
12bb2429-7a80-4a5a-baab-b7a713f4bac8 | Lighting Panel L05-001 | IfcElectricDistributionBoard | Asset_Metadata | asset_id | LP-L05-001 | text |  | JSON/COBie/IFC | Yes | assets[].asset_id | BIM/MEP/O&M | Pending
12bb2429-7a80-4a5a-baab-b7a713f4bac8 | Lighting Panel L05-001 | IfcElectricDistributionBoard | Asset_Metadata | asset_name | Lighting Panel L05-001 | text |  | JSON/COBie/IFC | Yes | assets[].asset_name | BIM/MEP/O&M | Pending
12bb2429-7a80-4a5a-baab-b7a713f4bac8 | Lighting Panel L05-001 | IfcElectricDistributionBoard | Asset_Metadata | asset_status | in_service | text |  | JSON/COBie/IFC | Conditional | assets[].asset_status | BIM/MEP/O&M | Pending
12bb2429-7a80-4a5a-baab-b7a713f4bac8 | Lighting Panel L05-001 | IfcElectricDistributionBoard | Asset_Metadata | system | Electrical | text |  | JSON/COBie/IFC | Yes | assets[].system | BIM/MEP/O&M | Pending
12bb2429-7a80-4a5a-baab-b7a713f4bac8 | Lighting Panel L05-001 | IfcElectricDistributionBoard | Asset_Metadata | discipline | MEP | text |  | JSON/COBie/IFC | Conditional | assets[].discipline | BIM/MEP/O&M | Pending
12bb2429-7a80-4a5a-baab-b7a713f4bac8 | Lighting Panel L05-001 | IfcElectricDistributionBoard | Asset_Metadata | category | Lighting Panel | text |  | JSON/COBie/IFC | Conditional | assets[].category | BIM/MEP/O&M | Pending
12bb2429-7a80-4a5a-baab-b7a713f4bac8 | Lighting Panel L05-001 | IfcElectricDistributionBoard | Asset_Metadata | asset_type | LP | text |  | JSON/COBie/IFC | Yes | assets[].asset_type | BIM/MEP/O&M | Pending
12bb2429-7a80-4a5a-baab-b7a713f4bac8 | Lighting Panel L05-001 | IfcElectricDistributionBoard | LOI_Classification | classification.uniclass_code | placeholder | text |  | JSON/COBie/IFC | Yes | assets[].classification.uniclass_code | BIM/MEP/O&M | Pending
12bb2429-7a80-4a5a-baab-b7a713f4bac8 | Lighting Panel L05-001 | IfcElectricDistributionBoard | LOI_Classification | classification.omniclass_code | placeholder | text |  | JSON/COBie/IFC | Yes | assets[].classification.omniclass_code | BIM/MEP/O&M | Pending
12bb2429-7a80-4a5a-baab-b7a713f4bac8 | Lighting Panel L05-001 | IfcElectricDistributionBoard | LOI_Classification | classification.local_classification | Electrical/Lighting Panel/LP | text |  | JSON/COBie/IFC | Conditional | assets[].classification.local_classification | BIM/MEP/O&M | Pending
12bb2429-7a80-4a5a-baab-b7a713f4bac8 | Lighting Panel L05-001 | IfcElectricDistributionBoard | LOI_Location | location.facility_id | FAC-OFFICE-TOWER-A | text |  | JSON/COBie/IFC | Conditional | assets[].location.facility_id | BIM/MEP/O&M | Pending
12bb2429-7a80-4a5a-baab-b7a713f4bac8 | Lighting Panel L05-001 | IfcElectricDistributionBoard | LOI_Location | location.floor_id | FL-L05 | text |  | JSON/COBie/IFC | Yes | assets[].location.floor_id | BIM/MEP/O&M | Pending
12bb2429-7a80-4a5a-baab-b7a713f4bac8 | Lighting Panel L05-001 | IfcElectricDistributionBoard | LOI_Location | location.space_id | SP-L05-OFFICE-A | text |  | JSON/COBie/IFC | Yes | assets[].location.space_id | BIM/MEP/O&M | Pending
12bb2429-7a80-4a5a-baab-b7a713f4bac8 | Lighting Panel L05-001 | IfcElectricDistributionBoard | LOI_Location | location.zone_id | ZONE-OFFICE-L05 | text |  | JSON/COBie/IFC | Conditional | assets[].location.zone_id | BIM/MEP/O&M | Pending
12bb2429-7a80-4a5a-baab-b7a713f4bac8 | Lighting Panel L05-001 | IfcElectricDistributionBoard | IFC_Core | bim_mapping.ifc_guid | 12bb2429-7a80-4a5a-baab-b7a713f4bac8 | text |  | JSON/COBie/IFC | Yes | assets[].bim_mapping.ifc_guid | BIM/MEP/O&M | Pending
12bb2429-7a80-4a5a-baab-b7a713f4bac8 | Lighting Panel L05-001 | IfcElectricDistributionBoard | IFC_Core | bim_mapping.ifc_entity | IfcElectricDistributionBoard | text |  | JSON/COBie/IFC | Conditional | assets[].bim_mapping.ifc_entity | BIM/MEP/O&M | Pending
12bb2429-7a80-4a5a-baab-b7a713f4bac8 | Lighting Panel L05-001 | IfcElectricDistributionBoard | IFC_Core | bim_mapping.ifc_name | Lighting Panel L05-001 | text |  | JSON/COBie/IFC | Conditional | assets[].bim_mapping.ifc_name | BIM/MEP/O&M | Pending
12bb2429-7a80-4a5a-baab-b7a713f4bac8 | Lighting Panel L05-001 | IfcElectricDistributionBoard | IFC_Core | bim_mapping.source_model_id | IFC-MEP-001 | text |  | JSON/COBie/IFC | Conditional | assets[].bim_mapping.source_model_id | BIM/MEP/O&M | Pending
12bb2429-7a80-4a5a-baab-b7a713f4bac8 | Lighting Panel L05-001 | IfcElectricDistributionBoard | IFC_Core | bim_mapping.global_id_locked | TRUE | boolean |  | JSON/COBie/IFC | Conditional | assets[].bim_mapping.global_id_locked | BIM/MEP/O&M | Pending
12bb2429-7a80-4a5a-baab-b7a713f4bac8 | Lighting Panel L05-001 | IfcElectricDistributionBoard | Asset_Metadata | cobie_mapping.component_name | LP-L05-001 | text |  | JSON/COBie/IFC | Conditional | assets[].cobie_mapping.component_name | BIM/MEP/O&M | Pending
12bb2429-7a80-4a5a-baab-b7a713f4bac8 | Lighting Panel L05-001 | IfcElectricDistributionBoard | Asset_Metadata | cobie_mapping.type_name | LP | text |  | JSON/COBie/IFC | Conditional | assets[].cobie_mapping.type_name | BIM/MEP/O&M | Pending
12bb2429-7a80-4a5a-baab-b7a713f4bac8 | Lighting Panel L05-001 | IfcElectricDistributionBoard | Asset_Metadata | cobie_mapping.system_name | Electrical | text |  | JSON/COBie/IFC | Conditional | assets[].cobie_mapping.system_name | BIM/MEP/O&M | Pending
12bb2429-7a80-4a5a-baab-b7a713f4bac8 | Lighting Panel L05-001 | IfcElectricDistributionBoard | Asset_Metadata | cobie_mapping.space_name | SP-L05-OFFICE-A | text |  | JSON/COBie/IFC | Conditional | assets[].cobie_mapping.space_name | BIM/MEP/O&M | Pending
12bb2429-7a80-4a5a-baab-b7a713f4bac8 | Lighting Panel L05-001 | IfcElectricDistributionBoard | LOI_Manufacturer | manufacturer_data.manufacturer | Generic Manufacturer | text |  | JSON/COBie/IFC | Yes | assets[].manufacturer_data.manufacturer | BIM/MEP/O&M | Pending
12bb2429-7a80-4a5a-baab-b7a713f4bac8 | Lighting Panel L05-001 | IfcElectricDistributionBoard | LOI_Manufacturer | manufacturer_data.model | Model-Placeholder | text |  | JSON/COBie/IFC | Yes | assets[].manufacturer_data.model | BIM/MEP/O&M | Pending
12bb2429-7a80-4a5a-baab-b7a713f4bac8 | Lighting Panel L05-001 | IfcElectricDistributionBoard | LOI_Manufacturer | manufacturer_data.serial_number | SN-LP-L05-001 | text |  | JSON/COBie/IFC | Yes | assets[].manufacturer_data.serial_number | BIM/MEP/O&M | Pending
12bb2429-7a80-4a5a-baab-b7a713f4bac8 | Lighting Panel L05-001 | IfcElectricDistributionBoard | LOI_Manufacturer | manufacturer_data.installation_date | 2026-05-15 | text |  | JSON/COBie/IFC | Conditional | assets[].manufacturer_data.installation_date | BIM/MEP/O&M | Pending
12bb2429-7a80-4a5a-baab-b7a713f4bac8 | Lighting Panel L05-001 | IfcElectricDistributionBoard | LOI_Manufacturer | manufacturer_data.warranty_start_date | 2026-06-01 | text |  | JSON/COBie/IFC | Conditional | assets[].manufacturer_data.warranty_start_date | BIM/MEP/O&M | Pending
12bb2429-7a80-4a5a-baab-b7a713f4bac8 | Lighting Panel L05-001 | IfcElectricDistributionBoard | LOI_Manufacturer | manufacturer_data.warranty_end_date | 2028-06-01 | text |  | JSON/COBie/IFC | Conditional | assets[].manufacturer_data.warranty_end_date | BIM/MEP/O&M | Pending
12bb2429-7a80-4a5a-baab-b7a713f4bac8 | Lighting Panel L05-001 | IfcElectricDistributionBoard | LOI_Operation_Maintenance | operation_data.maintainable | TRUE | boolean |  | JSON/COBie/IFC | Conditional | assets[].operation_data.maintainable | BIM/MEP/O&M | Pending
12bb2429-7a80-4a5a-baab-b7a713f4bac8 | Lighting Panel L05-001 | IfcElectricDistributionBoard | LOI_Operation_Maintenance | operation_data.criticality | Medium | text |  | JSON/COBie/IFC | Yes | assets[].operation_data.criticality | BIM/MEP/O&M | Pending
12bb2429-7a80-4a5a-baab-b7a713f4bac8 | Lighting Panel L05-001 | IfcElectricDistributionBoard | LOI_Operation_Maintenance | operation_data.expected_life_years | 15 | number |  | JSON/COBie/IFC | Conditional | assets[].operation_data.expected_life_years | BIM/MEP/O&M | Pending
12bb2429-7a80-4a5a-baab-b7a713f4bac8 | Lighting Panel L05-001 | IfcElectricDistributionBoard | LOI_Operation_Maintenance | operation_data.maintenance_strategy | preventive_and_condition_based | text |  | JSON/COBie/IFC | Yes | assets[].operation_data.maintenance_strategy | BIM/MEP/O&M | Pending
12bb2429-7a80-4a5a-baab-b7a713f4bac8 | Lighting Panel L05-001 | IfcElectricDistributionBoard | LOI_Operation_Maintenance | operation_data.cmms_asset_id | CMMS-LP-L05-001 | text |  | JSON/COBie/IFC | Yes | assets[].operation_data.cmms_asset_id | BIM/MEP/O&M | Pending
12bb2429-7a80-4a5a-baab-b7a713f4bac8 | Lighting Panel L05-001 | IfcElectricDistributionBoard | LOI_Operation_Maintenance | operation_data.spare_part_group | SPARE-LIGHTING-PANEL | text |  | JSON/COBie/IFC | Conditional | assets[].operation_data.spare_part_group | BIM/MEP/O&M | Pending
12bb2429-7a80-4a5a-baab-b7a713f4bac8 | Lighting Panel L05-001 | IfcElectricDistributionBoard | LOI_Operation_Maintenance | operation_data.manual_url | https://example.com/om_manuals/LP-L05-001.pdf | text |  | JSON/COBie/IFC | Conditional | assets[].operation_data.manual_url | BIM/MEP/O&M | Pending
12bb2429-7a80-4a5a-baab-b7a713f4bac8 | Lighting Panel L05-001 | IfcElectricDistributionBoard | DTP_Metadata | digital_twin.dt_entity_type | asset | text |  | JSON/COBie/IFC | Conditional | assets[].digital_twin.dt_entity_type | BIM/MEP/O&M | Pending
12bb2429-7a80-4a5a-baab-b7a713f4bac8 | Lighting Panel L05-001 | IfcElectricDistributionBoard | DTP_Metadata | digital_twin.state_source | BMS/IoT/CMMS | text |  | JSON/COBie/IFC | Conditional | assets[].digital_twin.state_source | BIM/MEP/O&M | Pending
12bb2429-7a80-4a5a-baab-b7a713f4bac8 | Lighting Panel L05-001 | IfcElectricDistributionBoard | DTP_Metadata | digital_twin.realtime_enabled | TRUE | boolean |  | JSON/COBie/IFC | Conditional | assets[].digital_twin.realtime_enabled | BIM/MEP/O&M | Pending
12bb2429-7a80-4a5a-baab-b7a713f4bac8 | Lighting Panel L05-001 | IfcElectricDistributionBoard | DTP_Metadata | digital_twin.history_enabled | TRUE | boolean |  | JSON/COBie/IFC | Conditional | assets[].digital_twin.history_enabled | BIM/MEP/O&M | Pending
12bb2429-7a80-4a5a-baab-b7a713f4bac8 | Lighting Panel L05-001 | IfcElectricDistributionBoard | DTP_Metadata | digital_twin.visual_selectable | TRUE | boolean |  | JSON/COBie/IFC | Conditional | assets[].digital_twin.visual_selectable | BIM/MEP/O&M | Pending
12bb2429-7a80-4a5a-baab-b7a713f4bac8 | Lighting Panel L05-001 | IfcElectricDistributionBoard | DTP_Metadata | digital_twin.visual_highlight_layer | LAYER-ASSET-ELECTRICAL | text |  | JSON/COBie/IFC | Conditional | assets[].digital_twin.visual_highlight_layer | BIM/MEP/O&M | Pending
12bb2429-7a80-4a5a-baab-b7a713f4bac8 | Lighting Panel L05-001 | IfcElectricDistributionBoard | Asset_Metadata | tags[0] | electrical | text |  | JSON/COBie/IFC | Conditional | assets[].tags[0] | BIM/MEP/O&M | Pending
12bb2429-7a80-4a5a-baab-b7a713f4bac8 | Lighting Panel L05-001 | IfcElectricDistributionBoard | Asset_Metadata | tags[1] | lighting_panel | text |  | JSON/COBie/IFC | Conditional | assets[].tags[1] | BIM/MEP/O&M | Pending
12bb2429-7a80-4a5a-baab-b7a713f4bac8 | Lighting Panel L05-001 | IfcElectricDistributionBoard | Asset_Metadata | tags[2] | lp | text |  | JSON/COBie/IFC | Conditional | assets[].tags[2] | BIM/MEP/O&M | Pending
11fc6f7f-058c-4741-bd10-65394be04638 | Lighting Panel L10-001 | IfcElectricDistributionBoard | Asset_Metadata | asset_id | LP-L10-001 | text |  | JSON/COBie/IFC | Yes | assets[].asset_id | BIM/MEP/O&M | Pending
11fc6f7f-058c-4741-bd10-65394be04638 | Lighting Panel L10-001 | IfcElectricDistributionBoard | Asset_Metadata | asset_name | Lighting Panel L10-001 | text |  | JSON/COBie/IFC | Yes | assets[].asset_name | BIM/MEP/O&M | Pending
11fc6f7f-058c-4741-bd10-65394be04638 | Lighting Panel L10-001 | IfcElectricDistributionBoard | Asset_Metadata | asset_status | in_service | text |  | JSON/COBie/IFC | Conditional | assets[].asset_status | BIM/MEP/O&M | Pending
11fc6f7f-058c-4741-bd10-65394be04638 | Lighting Panel L10-001 | IfcElectricDistributionBoard | Asset_Metadata | system | Electrical | text |  | JSON/COBie/IFC | Yes | assets[].system | BIM/MEP/O&M | Pending
11fc6f7f-058c-4741-bd10-65394be04638 | Lighting Panel L10-001 | IfcElectricDistributionBoard | Asset_Metadata | discipline | MEP | text |  | JSON/COBie/IFC | Conditional | assets[].discipline | BIM/MEP/O&M | Pending
11fc6f7f-058c-4741-bd10-65394be04638 | Lighting Panel L10-001 | IfcElectricDistributionBoard | Asset_Metadata | category | Lighting Panel | text |  | JSON/COBie/IFC | Conditional | assets[].category | BIM/MEP/O&M | Pending
11fc6f7f-058c-4741-bd10-65394be04638 | Lighting Panel L10-001 | IfcElectricDistributionBoard | Asset_Metadata | asset_type | LP | text |  | JSON/COBie/IFC | Yes | assets[].asset_type | BIM/MEP/O&M | Pending
11fc6f7f-058c-4741-bd10-65394be04638 | Lighting Panel L10-001 | IfcElectricDistributionBoard | LOI_Classification | classification.uniclass_code | placeholder | text |  | JSON/COBie/IFC | Yes | assets[].classification.uniclass_code | BIM/MEP/O&M | Pending
11fc6f7f-058c-4741-bd10-65394be04638 | Lighting Panel L10-001 | IfcElectricDistributionBoard | LOI_Classification | classification.omniclass_code | placeholder | text |  | JSON/COBie/IFC | Yes | assets[].classification.omniclass_code | BIM/MEP/O&M | Pending
11fc6f7f-058c-4741-bd10-65394be04638 | Lighting Panel L10-001 | IfcElectricDistributionBoard | LOI_Classification | classification.local_classification | Electrical/Lighting Panel/LP | text |  | JSON/COBie/IFC | Conditional | assets[].classification.local_classification | BIM/MEP/O&M | Pending
11fc6f7f-058c-4741-bd10-65394be04638 | Lighting Panel L10-001 | IfcElectricDistributionBoard | LOI_Location | location.facility_id | FAC-OFFICE-TOWER-A | text |  | JSON/COBie/IFC | Conditional | assets[].location.facility_id | BIM/MEP/O&M | Pending
11fc6f7f-058c-4741-bd10-65394be04638 | Lighting Panel L10-001 | IfcElectricDistributionBoard | LOI_Location | location.floor_id | FL-L10 | text |  | JSON/COBie/IFC | Yes | assets[].location.floor_id | BIM/MEP/O&M | Pending
11fc6f7f-058c-4741-bd10-65394be04638 | Lighting Panel L10-001 | IfcElectricDistributionBoard | LOI_Location | location.space_id | SP-L10-OFFICE-A | text |  | JSON/COBie/IFC | Yes | assets[].location.space_id | BIM/MEP/O&M | Pending
11fc6f7f-058c-4741-bd10-65394be04638 | Lighting Panel L10-001 | IfcElectricDistributionBoard | LOI_Location | location.zone_id | ZONE-OFFICE-L10 | text |  | JSON/COBie/IFC | Conditional | assets[].location.zone_id | BIM/MEP/O&M | Pending
11fc6f7f-058c-4741-bd10-65394be04638 | Lighting Panel L10-001 | IfcElectricDistributionBoard | IFC_Core | bim_mapping.ifc_guid | 11fc6f7f-058c-4741-bd10-65394be04638 | text |  | JSON/COBie/IFC | Yes | assets[].bim_mapping.ifc_guid | BIM/MEP/O&M | Pending
11fc6f7f-058c-4741-bd10-65394be04638 | Lighting Panel L10-001 | IfcElectricDistributionBoard | IFC_Core | bim_mapping.ifc_entity | IfcElectricDistributionBoard | text |  | JSON/COBie/IFC | Conditional | assets[].bim_mapping.ifc_entity | BIM/MEP/O&M | Pending
11fc6f7f-058c-4741-bd10-65394be04638 | Lighting Panel L10-001 | IfcElectricDistributionBoard | IFC_Core | bim_mapping.ifc_name | Lighting Panel L10-001 | text |  | JSON/COBie/IFC | Conditional | assets[].bim_mapping.ifc_name | BIM/MEP/O&M | Pending
11fc6f7f-058c-4741-bd10-65394be04638 | Lighting Panel L10-001 | IfcElectricDistributionBoard | IFC_Core | bim_mapping.source_model_id | IFC-MEP-001 | text |  | JSON/COBie/IFC | Conditional | assets[].bim_mapping.source_model_id | BIM/MEP/O&M | Pending
11fc6f7f-058c-4741-bd10-65394be04638 | Lighting Panel L10-001 | IfcElectricDistributionBoard | IFC_Core | bim_mapping.global_id_locked | TRUE | boolean |  | JSON/COBie/IFC | Conditional | assets[].bim_mapping.global_id_locked | BIM/MEP/O&M | Pending
11fc6f7f-058c-4741-bd10-65394be04638 | Lighting Panel L10-001 | IfcElectricDistributionBoard | Asset_Metadata | cobie_mapping.component_name | LP-L10-001 | text |  | JSON/COBie/IFC | Conditional | assets[].cobie_mapping.component_name | BIM/MEP/O&M | Pending
11fc6f7f-058c-4741-bd10-65394be04638 | Lighting Panel L10-001 | IfcElectricDistributionBoard | Asset_Metadata | cobie_mapping.type_name | LP | text |  | JSON/COBie/IFC | Conditional | assets[].cobie_mapping.type_name | BIM/MEP/O&M | Pending
11fc6f7f-058c-4741-bd10-65394be04638 | Lighting Panel L10-001 | IfcElectricDistributionBoard | Asset_Metadata | cobie_mapping.system_name | Electrical | text |  | JSON/COBie/IFC | Conditional | assets[].cobie_mapping.system_name | BIM/MEP/O&M | Pending
11fc6f7f-058c-4741-bd10-65394be04638 | Lighting Panel L10-001 | IfcElectricDistributionBoard | Asset_Metadata | cobie_mapping.space_name | SP-L10-OFFICE-A | text |  | JSON/COBie/IFC | Conditional | assets[].cobie_mapping.space_name | BIM/MEP/O&M | Pending
11fc6f7f-058c-4741-bd10-65394be04638 | Lighting Panel L10-001 | IfcElectricDistributionBoard | LOI_Manufacturer | manufacturer_data.manufacturer | Generic Manufacturer | text |  | JSON/COBie/IFC | Yes | assets[].manufacturer_data.manufacturer | BIM/MEP/O&M | Pending
11fc6f7f-058c-4741-bd10-65394be04638 | Lighting Panel L10-001 | IfcElectricDistributionBoard | LOI_Manufacturer | manufacturer_data.model | Model-Placeholder | text |  | JSON/COBie/IFC | Yes | assets[].manufacturer_data.model | BIM/MEP/O&M | Pending
11fc6f7f-058c-4741-bd10-65394be04638 | Lighting Panel L10-001 | IfcElectricDistributionBoard | LOI_Manufacturer | manufacturer_data.serial_number | SN-LP-L10-001 | text |  | JSON/COBie/IFC | Yes | assets[].manufacturer_data.serial_number | BIM/MEP/O&M | Pending
11fc6f7f-058c-4741-bd10-65394be04638 | Lighting Panel L10-001 | IfcElectricDistributionBoard | LOI_Manufacturer | manufacturer_data.installation_date | 2026-05-15 | text |  | JSON/COBie/IFC | Conditional | assets[].manufacturer_data.installation_date | BIM/MEP/O&M | Pending
11fc6f7f-058c-4741-bd10-65394be04638 | Lighting Panel L10-001 | IfcElectricDistributionBoard | LOI_Manufacturer | manufacturer_data.warranty_start_date | 2026-06-01 | text |  | JSON/COBie/IFC | Conditional | assets[].manufacturer_data.warranty_start_date | BIM/MEP/O&M | Pending
11fc6f7f-058c-4741-bd10-65394be04638 | Lighting Panel L10-001 | IfcElectricDistributionBoard | LOI_Manufacturer | manufacturer_data.warranty_end_date | 2028-06-01 | text |  | JSON/COBie/IFC | Conditional | assets[].manufacturer_data.warranty_end_date | BIM/MEP/O&M | Pending
11fc6f7f-058c-4741-bd10-65394be04638 | Lighting Panel L10-001 | IfcElectricDistributionBoard | LOI_Operation_Maintenance | operation_data.maintainable | TRUE | boolean |  | JSON/COBie/IFC | Conditional | assets[].operation_data.maintainable | BIM/MEP/O&M | Pending
11fc6f7f-058c-4741-bd10-65394be04638 | Lighting Panel L10-001 | IfcElectricDistributionBoard | LOI_Operation_Maintenance | operation_data.criticality | Medium | text |  | JSON/COBie/IFC | Yes | assets[].operation_data.criticality | BIM/MEP/O&M | Pending
11fc6f7f-058c-4741-bd10-65394be04638 | Lighting Panel L10-001 | IfcElectricDistributionBoard | LOI_Operation_Maintenance | operation_data.expected_life_years | 15 | number |  | JSON/COBie/IFC | Conditional | assets[].operation_data.expected_life_years | BIM/MEP/O&M | Pending
11fc6f7f-058c-4741-bd10-65394be04638 | Lighting Panel L10-001 | IfcElectricDistributionBoard | LOI_Operation_Maintenance | operation_data.maintenance_strategy | preventive_and_condition_based | text |  | JSON/COBie/IFC | Yes | assets[].operation_data.maintenance_strategy | BIM/MEP/O&M | Pending
11fc6f7f-058c-4741-bd10-65394be04638 | Lighting Panel L10-001 | IfcElectricDistributionBoard | LOI_Operation_Maintenance | operation_data.cmms_asset_id | CMMS-LP-L10-001 | text |  | JSON/COBie/IFC | Yes | assets[].operation_data.cmms_asset_id | BIM/MEP/O&M | Pending
11fc6f7f-058c-4741-bd10-65394be04638 | Lighting Panel L10-001 | IfcElectricDistributionBoard | LOI_Operation_Maintenance | operation_data.spare_part_group | SPARE-LIGHTING-PANEL | text |  | JSON/COBie/IFC | Conditional | assets[].operation_data.spare_part_group | BIM/MEP/O&M | Pending
11fc6f7f-058c-4741-bd10-65394be04638 | Lighting Panel L10-001 | IfcElectricDistributionBoard | LOI_Operation_Maintenance | operation_data.manual_url | https://example.com/om_manuals/LP-L10-001.pdf | text |  | JSON/COBie/IFC | Conditional | assets[].operation_data.manual_url | BIM/MEP/O&M | Pending
11fc6f7f-058c-4741-bd10-65394be04638 | Lighting Panel L10-001 | IfcElectricDistributionBoard | DTP_Metadata | digital_twin.dt_entity_type | asset | text |  | JSON/COBie/IFC | Conditional | assets[].digital_twin.dt_entity_type | BIM/MEP/O&M | Pending
11fc6f7f-058c-4741-bd10-65394be04638 | Lighting Panel L10-001 | IfcElectricDistributionBoard | DTP_Metadata | digital_twin.state_source | BMS/IoT/CMMS | text |  | JSON/COBie/IFC | Conditional | assets[].digital_twin.state_source | BIM/MEP/O&M | Pending
11fc6f7f-058c-4741-bd10-65394be04638 | Lighting Panel L10-001 | IfcElectricDistributionBoard | DTP_Metadata | digital_twin.realtime_enabled | TRUE | boolean |  | JSON/COBie/IFC | Conditional | assets[].digital_twin.realtime_enabled | BIM/MEP/O&M | Pending
11fc6f7f-058c-4741-bd10-65394be04638 | Lighting Panel L10-001 | IfcElectricDistributionBoard | DTP_Metadata | digital_twin.history_enabled | TRUE | boolean |  | JSON/COBie/IFC | Conditional | assets[].digital_twin.history_enabled | BIM/MEP/O&M | Pending
11fc6f7f-058c-4741-bd10-65394be04638 | Lighting Panel L10-001 | IfcElectricDistributionBoard | DTP_Metadata | digital_twin.visual_selectable | TRUE | boolean |  | JSON/COBie/IFC | Conditional | assets[].digital_twin.visual_selectable | BIM/MEP/O&M | Pending
11fc6f7f-058c-4741-bd10-65394be04638 | Lighting Panel L10-001 | IfcElectricDistributionBoard | DTP_Metadata | digital_twin.visual_highlight_layer | LAYER-ASSET-ELECTRICAL | text |  | JSON/COBie/IFC | Conditional | assets[].digital_twin.visual_highlight_layer | BIM/MEP/O&M | Pending
11fc6f7f-058c-4741-bd10-65394be04638 | Lighting Panel L10-001 | IfcElectricDistributionBoard | Asset_Metadata | tags[0] | electrical | text |  | JSON/COBie/IFC | Conditional | assets[].tags[0] | BIM/MEP/O&M | Pending
11fc6f7f-058c-4741-bd10-65394be04638 | Lighting Panel L10-001 | IfcElectricDistributionBoard | Asset_Metadata | tags[1] | lighting_panel | text |  | JSON/COBie/IFC | Conditional | assets[].tags[1] | BIM/MEP/O&M | Pending
11fc6f7f-058c-4741-bd10-65394be04638 | Lighting Panel L10-001 | IfcElectricDistributionBoard | Asset_Metadata | tags[2] | lp | text |  | JSON/COBie/IFC | Conditional | assets[].tags[2] | BIM/MEP/O&M | Pending
7fa8e1c6-bbfd-4c90-9fc7-de5177593148 | Lighting Panel L20-001 | IfcElectricDistributionBoard | Asset_Metadata | asset_id | LP-L20-001 | text |  | JSON/COBie/IFC | Yes | assets[].asset_id | BIM/MEP/O&M | Pending
7fa8e1c6-bbfd-4c90-9fc7-de5177593148 | Lighting Panel L20-001 | IfcElectricDistributionBoard | Asset_Metadata | asset_name | Lighting Panel L20-001 | text |  | JSON/COBie/IFC | Yes | assets[].asset_name | BIM/MEP/O&M | Pending
7fa8e1c6-bbfd-4c90-9fc7-de5177593148 | Lighting Panel L20-001 | IfcElectricDistributionBoard | Asset_Metadata | asset_status | in_service | text |  | JSON/COBie/IFC | Conditional | assets[].asset_status | BIM/MEP/O&M | Pending
7fa8e1c6-bbfd-4c90-9fc7-de5177593148 | Lighting Panel L20-001 | IfcElectricDistributionBoard | Asset_Metadata | system | Electrical | text |  | JSON/COBie/IFC | Yes | assets[].system | BIM/MEP/O&M | Pending
7fa8e1c6-bbfd-4c90-9fc7-de5177593148 | Lighting Panel L20-001 | IfcElectricDistributionBoard | Asset_Metadata | discipline | MEP | text |  | JSON/COBie/IFC | Conditional | assets[].discipline | BIM/MEP/O&M | Pending
7fa8e1c6-bbfd-4c90-9fc7-de5177593148 | Lighting Panel L20-001 | IfcElectricDistributionBoard | Asset_Metadata | category | Lighting Panel | text |  | JSON/COBie/IFC | Conditional | assets[].category | BIM/MEP/O&M | Pending
7fa8e1c6-bbfd-4c90-9fc7-de5177593148 | Lighting Panel L20-001 | IfcElectricDistributionBoard | Asset_Metadata | asset_type | LP | text |  | JSON/COBie/IFC | Yes | assets[].asset_type | BIM/MEP/O&M | Pending
7fa8e1c6-bbfd-4c90-9fc7-de5177593148 | Lighting Panel L20-001 | IfcElectricDistributionBoard | LOI_Classification | classification.uniclass_code | placeholder | text |  | JSON/COBie/IFC | Yes | assets[].classification.uniclass_code | BIM/MEP/O&M | Pending
7fa8e1c6-bbfd-4c90-9fc7-de5177593148 | Lighting Panel L20-001 | IfcElectricDistributionBoard | LOI_Classification | classification.omniclass_code | placeholder | text |  | JSON/COBie/IFC | Yes | assets[].classification.omniclass_code | BIM/MEP/O&M | Pending
7fa8e1c6-bbfd-4c90-9fc7-de5177593148 | Lighting Panel L20-001 | IfcElectricDistributionBoard | LOI_Classification | classification.local_classification | Electrical/Lighting Panel/LP | text |  | JSON/COBie/IFC | Conditional | assets[].classification.local_classification | BIM/MEP/O&M | Pending
7fa8e1c6-bbfd-4c90-9fc7-de5177593148 | Lighting Panel L20-001 | IfcElectricDistributionBoard | LOI_Location | location.facility_id | FAC-OFFICE-TOWER-A | text |  | JSON/COBie/IFC | Conditional | assets[].location.facility_id | BIM/MEP/O&M | Pending
7fa8e1c6-bbfd-4c90-9fc7-de5177593148 | Lighting Panel L20-001 | IfcElectricDistributionBoard | LOI_Location | location.floor_id | FL-L20 | text |  | JSON/COBie/IFC | Yes | assets[].location.floor_id | BIM/MEP/O&M | Pending
7fa8e1c6-bbfd-4c90-9fc7-de5177593148 | Lighting Panel L20-001 | IfcElectricDistributionBoard | LOI_Location | location.space_id | SP-L20-OFFICE-A | text |  | JSON/COBie/IFC | Yes | assets[].location.space_id | BIM/MEP/O&M | Pending
7fa8e1c6-bbfd-4c90-9fc7-de5177593148 | Lighting Panel L20-001 | IfcElectricDistributionBoard | LOI_Location | location.zone_id | ZONE-OFFICE-L20 | text |  | JSON/COBie/IFC | Conditional | assets[].location.zone_id | BIM/MEP/O&M | Pending
7fa8e1c6-bbfd-4c90-9fc7-de5177593148 | Lighting Panel L20-001 | IfcElectricDistributionBoard | IFC_Core | bim_mapping.ifc_guid | 7fa8e1c6-bbfd-4c90-9fc7-de5177593148 | text |  | JSON/COBie/IFC | Yes | assets[].bim_mapping.ifc_guid | BIM/MEP/O&M | Pending
7fa8e1c6-bbfd-4c90-9fc7-de5177593148 | Lighting Panel L20-001 | IfcElectricDistributionBoard | IFC_Core | bim_mapping.ifc_entity | IfcElectricDistributionBoard | text |  | JSON/COBie/IFC | Conditional | assets[].bim_mapping.ifc_entity | BIM/MEP/O&M | Pending
7fa8e1c6-bbfd-4c90-9fc7-de5177593148 | Lighting Panel L20-001 | IfcElectricDistributionBoard | IFC_Core | bim_mapping.ifc_name | Lighting Panel L20-001 | text |  | JSON/COBie/IFC | Conditional | assets[].bim_mapping.ifc_name | BIM/MEP/O&M | Pending
7fa8e1c6-bbfd-4c90-9fc7-de5177593148 | Lighting Panel L20-001 | IfcElectricDistributionBoard | IFC_Core | bim_mapping.source_model_id | IFC-MEP-001 | text |  | JSON/COBie/IFC | Conditional | assets[].bim_mapping.source_model_id | BIM/MEP/O&M | Pending
7fa8e1c6-bbfd-4c90-9fc7-de5177593148 | Lighting Panel L20-001 | IfcElectricDistributionBoard | IFC_Core | bim_mapping.global_id_locked | TRUE | boolean |  | JSON/COBie/IFC | Conditional | assets[].bim_mapping.global_id_locked | BIM/MEP/O&M | Pending
7fa8e1c6-bbfd-4c90-9fc7-de5177593148 | Lighting Panel L20-001 | IfcElectricDistributionBoard | Asset_Metadata | cobie_mapping.component_name | LP-L20-001 | text |  | JSON/COBie/IFC | Conditional | assets[].cobie_mapping.component_name | BIM/MEP/O&M | Pending
7fa8e1c6-bbfd-4c90-9fc7-de5177593148 | Lighting Panel L20-001 | IfcElectricDistributionBoard | Asset_Metadata | cobie_mapping.type_name | LP | text |  | JSON/COBie/IFC | Conditional | assets[].cobie_mapping.type_name | BIM/MEP/O&M | Pending
7fa8e1c6-bbfd-4c90-9fc7-de5177593148 | Lighting Panel L20-001 | IfcElectricDistributionBoard | Asset_Metadata | cobie_mapping.system_name | Electrical | text |  | JSON/COBie/IFC | Conditional | assets[].cobie_mapping.system_name | BIM/MEP/O&M | Pending
7fa8e1c6-bbfd-4c90-9fc7-de5177593148 | Lighting Panel L20-001 | IfcElectricDistributionBoard | Asset_Metadata | cobie_mapping.space_name | SP-L20-OFFICE-A | text |  | JSON/COBie/IFC | Conditional | assets[].cobie_mapping.space_name | BIM/MEP/O&M | Pending
7fa8e1c6-bbfd-4c90-9fc7-de5177593148 | Lighting Panel L20-001 | IfcElectricDistributionBoard | LOI_Manufacturer | manufacturer_data.manufacturer | Generic Manufacturer | text |  | JSON/COBie/IFC | Yes | assets[].manufacturer_data.manufacturer | BIM/MEP/O&M | Pending
7fa8e1c6-bbfd-4c90-9fc7-de5177593148 | Lighting Panel L20-001 | IfcElectricDistributionBoard | LOI_Manufacturer | manufacturer_data.model | Model-Placeholder | text |  | JSON/COBie/IFC | Yes | assets[].manufacturer_data.model | BIM/MEP/O&M | Pending
7fa8e1c6-bbfd-4c90-9fc7-de5177593148 | Lighting Panel L20-001 | IfcElectricDistributionBoard | LOI_Manufacturer | manufacturer_data.serial_number | SN-LP-L20-001 | text |  | JSON/COBie/IFC | Yes | assets[].manufacturer_data.serial_number | BIM/MEP/O&M | Pending
7fa8e1c6-bbfd-4c90-9fc7-de5177593148 | Lighting Panel L20-001 | IfcElectricDistributionBoard | LOI_Manufacturer | manufacturer_data.installation_date | 2026-05-15 | text |  | JSON/COBie/IFC | Conditional | assets[].manufacturer_data.installation_date | BIM/MEP/O&M | Pending
7fa8e1c6-bbfd-4c90-9fc7-de5177593148 | Lighting Panel L20-001 | IfcElectricDistributionBoard | LOI_Manufacturer | manufacturer_data.warranty_start_date | 2026-06-01 | text |  | JSON/COBie/IFC | Conditional | assets[].manufacturer_data.warranty_start_date | BIM/MEP/O&M | Pending
7fa8e1c6-bbfd-4c90-9fc7-de5177593148 | Lighting Panel L20-001 | IfcElectricDistributionBoard | LOI_Manufacturer | manufacturer_data.warranty_end_date | 2028-06-01 | text |  | JSON/COBie/IFC | Conditional | assets[].manufacturer_data.warranty_end_date | BIM/MEP/O&M | Pending
7fa8e1c6-bbfd-4c90-9fc7-de5177593148 | Lighting Panel L20-001 | IfcElectricDistributionBoard | LOI_Operation_Maintenance | operation_data.maintainable | TRUE | boolean |  | JSON/COBie/IFC | Conditional | assets[].operation_data.maintainable | BIM/MEP/O&M | Pending
7fa8e1c6-bbfd-4c90-9fc7-de5177593148 | Lighting Panel L20-001 | IfcElectricDistributionBoard | LOI_Operation_Maintenance | operation_data.criticality | Medium | text |  | JSON/COBie/IFC | Yes | assets[].operation_data.criticality | BIM/MEP/O&M | Pending
7fa8e1c6-bbfd-4c90-9fc7-de5177593148 | Lighting Panel L20-001 | IfcElectricDistributionBoard | LOI_Operation_Maintenance | operation_data.expected_life_years | 15 | number |  | JSON/COBie/IFC | Conditional | assets[].operation_data.expected_life_years | BIM/MEP/O&M | Pending
7fa8e1c6-bbfd-4c90-9fc7-de5177593148 | Lighting Panel L20-001 | IfcElectricDistributionBoard | LOI_Operation_Maintenance | operation_data.maintenance_strategy | preventive_and_condition_based | text |  | JSON/COBie/IFC | Yes | assets[].operation_data.maintenance_strategy | BIM/MEP/O&M | Pending
7fa8e1c6-bbfd-4c90-9fc7-de5177593148 | Lighting Panel L20-001 | IfcElectricDistributionBoard | LOI_Operation_Maintenance | operation_data.cmms_asset_id | CMMS-LP-L20-001 | text |  | JSON/COBie/IFC | Yes | assets[].operation_data.cmms_asset_id | BIM/MEP/O&M | Pending
7fa8e1c6-bbfd-4c90-9fc7-de5177593148 | Lighting Panel L20-001 | IfcElectricDistributionBoard | LOI_Operation_Maintenance | operation_data.spare_part_group | SPARE-LIGHTING-PANEL | text |  | JSON/COBie/IFC | Conditional | assets[].operation_data.spare_part_group | BIM/MEP/O&M | Pending
7fa8e1c6-bbfd-4c90-9fc7-de5177593148 | Lighting Panel L20-001 | IfcElectricDistributionBoard | LOI_Operation_Maintenance | operation_data.manual_url | https://example.com/om_manuals/LP-L20-001.pdf | text |  | JSON/COBie/IFC | Conditional | assets[].operation_data.manual_url | BIM/MEP/O&M | Pending
7fa8e1c6-bbfd-4c90-9fc7-de5177593148 | Lighting Panel L20-001 | IfcElectricDistributionBoard | DTP_Metadata | digital_twin.dt_entity_type | asset | text |  | JSON/COBie/IFC | Conditional | assets[].digital_twin.dt_entity_type | BIM/MEP/O&M | Pending
7fa8e1c6-bbfd-4c90-9fc7-de5177593148 | Lighting Panel L20-001 | IfcElectricDistributionBoard | DTP_Metadata | digital_twin.state_source | BMS/IoT/CMMS | text |  | JSON/COBie/IFC | Conditional | assets[].digital_twin.state_source | BIM/MEP/O&M | Pending
7fa8e1c6-bbfd-4c90-9fc7-de5177593148 | Lighting Panel L20-001 | IfcElectricDistributionBoard | DTP_Metadata | digital_twin.realtime_enabled | TRUE | boolean |  | JSON/COBie/IFC | Conditional | assets[].digital_twin.realtime_enabled | BIM/MEP/O&M | Pending
7fa8e1c6-bbfd-4c90-9fc7-de5177593148 | Lighting Panel L20-001 | IfcElectricDistributionBoard | DTP_Metadata | digital_twin.history_enabled | TRUE | boolean |  | JSON/COBie/IFC | Conditional | assets[].digital_twin.history_enabled | BIM/MEP/O&M | Pending
7fa8e1c6-bbfd-4c90-9fc7-de5177593148 | Lighting Panel L20-001 | IfcElectricDistributionBoard | DTP_Metadata | digital_twin.visual_selectable | TRUE | boolean |  | JSON/COBie/IFC | Conditional | assets[].digital_twin.visual_selectable | BIM/MEP/O&M | Pending
7fa8e1c6-bbfd-4c90-9fc7-de5177593148 | Lighting Panel L20-001 | IfcElectricDistributionBoard | DTP_Metadata | digital_twin.visual_highlight_layer | LAYER-ASSET-ELECTRICAL | text |  | JSON/COBie/IFC | Conditional | assets[].digital_twin.visual_highlight_layer | BIM/MEP/O&M | Pending
7fa8e1c6-bbfd-4c90-9fc7-de5177593148 | Lighting Panel L20-001 | IfcElectricDistributionBoard | Asset_Metadata | tags[0] | electrical | text |  | JSON/COBie/IFC | Conditional | assets[].tags[0] | BIM/MEP/O&M | Pending
7fa8e1c6-bbfd-4c90-9fc7-de5177593148 | Lighting Panel L20-001 | IfcElectricDistributionBoard | Asset_Metadata | tags[1] | lighting_panel | text |  | JSON/COBie/IFC | Conditional | assets[].tags[1] | BIM/MEP/O&M | Pending
7fa8e1c6-bbfd-4c90-9fc7-de5177593148 | Lighting Panel L20-001 | IfcElectricDistributionBoard | Asset_Metadata | tags[2] | lp | text |  | JSON/COBie/IFC | Conditional | assets[].tags[2] | BIM/MEP/O&M | Pending
04330da6-50e9-4b75-b45a-e9f692abb4a0 | Main Fire Pump 01 | IfcFlowMovingDevice | Asset_Metadata | asset_id | FIRE-PUMP-001 | text |  | JSON/COBie/IFC | Yes | assets[].asset_id | BIM/MEP/O&M | Pending
04330da6-50e9-4b75-b45a-e9f692abb4a0 | Main Fire Pump 01 | IfcFlowMovingDevice | Asset_Metadata | asset_name | Main Fire Pump 01 | text |  | JSON/COBie/IFC | Yes | assets[].asset_name | BIM/MEP/O&M | Pending
04330da6-50e9-4b75-b45a-e9f692abb4a0 | Main Fire Pump 01 | IfcFlowMovingDevice | Asset_Metadata | asset_status | in_service | text |  | JSON/COBie/IFC | Conditional | assets[].asset_status | BIM/MEP/O&M | Pending
04330da6-50e9-4b75-b45a-e9f692abb4a0 | Main Fire Pump 01 | IfcFlowMovingDevice | Asset_Metadata | system | Fire Fighting | text |  | JSON/COBie/IFC | Yes | assets[].system | BIM/MEP/O&M | Pending
04330da6-50e9-4b75-b45a-e9f692abb4a0 | Main Fire Pump 01 | IfcFlowMovingDevice | Asset_Metadata | discipline | MEP | text |  | JSON/COBie/IFC | Conditional | assets[].discipline | BIM/MEP/O&M | Pending
04330da6-50e9-4b75-b45a-e9f692abb4a0 | Main Fire Pump 01 | IfcFlowMovingDevice | Asset_Metadata | category | Pump | text |  | JSON/COBie/IFC | Conditional | assets[].category | BIM/MEP/O&M | Pending
04330da6-50e9-4b75-b45a-e9f692abb4a0 | Main Fire Pump 01 | IfcFlowMovingDevice | Asset_Metadata | asset_type | MainFirePump | text |  | JSON/COBie/IFC | Yes | assets[].asset_type | BIM/MEP/O&M | Pending
04330da6-50e9-4b75-b45a-e9f692abb4a0 | Main Fire Pump 01 | IfcFlowMovingDevice | LOI_Classification | classification.uniclass_code | placeholder | text |  | JSON/COBie/IFC | Yes | assets[].classification.uniclass_code | BIM/MEP/O&M | Pending
04330da6-50e9-4b75-b45a-e9f692abb4a0 | Main Fire Pump 01 | IfcFlowMovingDevice | LOI_Classification | classification.omniclass_code | placeholder | text |  | JSON/COBie/IFC | Yes | assets[].classification.omniclass_code | BIM/MEP/O&M | Pending
04330da6-50e9-4b75-b45a-e9f692abb4a0 | Main Fire Pump 01 | IfcFlowMovingDevice | LOI_Classification | classification.local_classification | Fire Fighting/Pump/MainFirePump | text |  | JSON/COBie/IFC | Conditional | assets[].classification.local_classification | BIM/MEP/O&M | Pending
04330da6-50e9-4b75-b45a-e9f692abb4a0 | Main Fire Pump 01 | IfcFlowMovingDevice | LOI_Location | location.facility_id | FAC-OFFICE-TOWER-A | text |  | JSON/COBie/IFC | Conditional | assets[].location.facility_id | BIM/MEP/O&M | Pending
04330da6-50e9-4b75-b45a-e9f692abb4a0 | Main Fire Pump 01 | IfcFlowMovingDevice | LOI_Location | location.floor_id | FL-B1 | text |  | JSON/COBie/IFC | Yes | assets[].location.floor_id | BIM/MEP/O&M | Pending
04330da6-50e9-4b75-b45a-e9f692abb4a0 | Main Fire Pump 01 | IfcFlowMovingDevice | LOI_Location | location.space_id | SP-B1-FIRE-PUMP | text |  | JSON/COBie/IFC | Yes | assets[].location.space_id | BIM/MEP/O&M | Pending
04330da6-50e9-4b75-b45a-e9f692abb4a0 | Main Fire Pump 01 | IfcFlowMovingDevice | LOI_Location | location.zone_id | ZONE-FIRE-B1 | text |  | JSON/COBie/IFC | Conditional | assets[].location.zone_id | BIM/MEP/O&M | Pending
04330da6-50e9-4b75-b45a-e9f692abb4a0 | Main Fire Pump 01 | IfcFlowMovingDevice | IFC_Core | bim_mapping.ifc_guid | 04330da6-50e9-4b75-b45a-e9f692abb4a0 | text |  | JSON/COBie/IFC | Yes | assets[].bim_mapping.ifc_guid | BIM/MEP/O&M | Pending
04330da6-50e9-4b75-b45a-e9f692abb4a0 | Main Fire Pump 01 | IfcFlowMovingDevice | IFC_Core | bim_mapping.ifc_entity | IfcFlowMovingDevice | text |  | JSON/COBie/IFC | Conditional | assets[].bim_mapping.ifc_entity | BIM/MEP/O&M | Pending
04330da6-50e9-4b75-b45a-e9f692abb4a0 | Main Fire Pump 01 | IfcFlowMovingDevice | IFC_Core | bim_mapping.ifc_name | Main Fire Pump 01 | text |  | JSON/COBie/IFC | Conditional | assets[].bim_mapping.ifc_name | BIM/MEP/O&M | Pending
04330da6-50e9-4b75-b45a-e9f692abb4a0 | Main Fire Pump 01 | IfcFlowMovingDevice | IFC_Core | bim_mapping.source_model_id | IFC-MEP-001 | text |  | JSON/COBie/IFC | Conditional | assets[].bim_mapping.source_model_id | BIM/MEP/O&M | Pending
04330da6-50e9-4b75-b45a-e9f692abb4a0 | Main Fire Pump 01 | IfcFlowMovingDevice | IFC_Core | bim_mapping.global_id_locked | TRUE | boolean |  | JSON/COBie/IFC | Conditional | assets[].bim_mapping.global_id_locked | BIM/MEP/O&M | Pending
04330da6-50e9-4b75-b45a-e9f692abb4a0 | Main Fire Pump 01 | IfcFlowMovingDevice | Asset_Metadata | cobie_mapping.component_name | FIRE-PUMP-001 | text |  | JSON/COBie/IFC | Conditional | assets[].cobie_mapping.component_name | BIM/MEP/O&M | Pending
04330da6-50e9-4b75-b45a-e9f692abb4a0 | Main Fire Pump 01 | IfcFlowMovingDevice | Asset_Metadata | cobie_mapping.type_name | MainFirePump | text |  | JSON/COBie/IFC | Conditional | assets[].cobie_mapping.type_name | BIM/MEP/O&M | Pending
04330da6-50e9-4b75-b45a-e9f692abb4a0 | Main Fire Pump 01 | IfcFlowMovingDevice | Asset_Metadata | cobie_mapping.system_name | Fire Fighting | text |  | JSON/COBie/IFC | Conditional | assets[].cobie_mapping.system_name | BIM/MEP/O&M | Pending
04330da6-50e9-4b75-b45a-e9f692abb4a0 | Main Fire Pump 01 | IfcFlowMovingDevice | Asset_Metadata | cobie_mapping.space_name | SP-B1-FIRE-PUMP | text |  | JSON/COBie/IFC | Conditional | assets[].cobie_mapping.space_name | BIM/MEP/O&M | Pending
04330da6-50e9-4b75-b45a-e9f692abb4a0 | Main Fire Pump 01 | IfcFlowMovingDevice | LOI_Manufacturer | manufacturer_data.manufacturer | Generic Manufacturer | text |  | JSON/COBie/IFC | Yes | assets[].manufacturer_data.manufacturer | BIM/MEP/O&M | Pending
04330da6-50e9-4b75-b45a-e9f692abb4a0 | Main Fire Pump 01 | IfcFlowMovingDevice | LOI_Manufacturer | manufacturer_data.model | Model-Placeholder | text |  | JSON/COBie/IFC | Yes | assets[].manufacturer_data.model | BIM/MEP/O&M | Pending
04330da6-50e9-4b75-b45a-e9f692abb4a0 | Main Fire Pump 01 | IfcFlowMovingDevice | LOI_Manufacturer | manufacturer_data.serial_number | SN-FIRE-PUMP-001 | text |  | JSON/COBie/IFC | Yes | assets[].manufacturer_data.serial_number | BIM/MEP/O&M | Pending
04330da6-50e9-4b75-b45a-e9f692abb4a0 | Main Fire Pump 01 | IfcFlowMovingDevice | LOI_Manufacturer | manufacturer_data.installation_date | 2026-05-15 | text |  | JSON/COBie/IFC | Conditional | assets[].manufacturer_data.installation_date | BIM/MEP/O&M | Pending
04330da6-50e9-4b75-b45a-e9f692abb4a0 | Main Fire Pump 01 | IfcFlowMovingDevice | LOI_Manufacturer | manufacturer_data.warranty_start_date | 2026-06-01 | text |  | JSON/COBie/IFC | Conditional | assets[].manufacturer_data.warranty_start_date | BIM/MEP/O&M | Pending
04330da6-50e9-4b75-b45a-e9f692abb4a0 | Main Fire Pump 01 | IfcFlowMovingDevice | LOI_Manufacturer | manufacturer_data.warranty_end_date | 2028-06-01 | text |  | JSON/COBie/IFC | Conditional | assets[].manufacturer_data.warranty_end_date | BIM/MEP/O&M | Pending
04330da6-50e9-4b75-b45a-e9f692abb4a0 | Main Fire Pump 01 | IfcFlowMovingDevice | LOI_Operation_Maintenance | operation_data.maintainable | TRUE | boolean |  | JSON/COBie/IFC | Conditional | assets[].operation_data.maintainable | BIM/MEP/O&M | Pending
04330da6-50e9-4b75-b45a-e9f692abb4a0 | Main Fire Pump 01 | IfcFlowMovingDevice | LOI_Operation_Maintenance | operation_data.criticality | High | text |  | JSON/COBie/IFC | Yes | assets[].operation_data.criticality | BIM/MEP/O&M | Pending
04330da6-50e9-4b75-b45a-e9f692abb4a0 | Main Fire Pump 01 | IfcFlowMovingDevice | LOI_Operation_Maintenance | operation_data.expected_life_years | 15 | number |  | JSON/COBie/IFC | Conditional | assets[].operation_data.expected_life_years | BIM/MEP/O&M | Pending
04330da6-50e9-4b75-b45a-e9f692abb4a0 | Main Fire Pump 01 | IfcFlowMovingDevice | LOI_Operation_Maintenance | operation_data.maintenance_strategy | preventive_and_condition_based | text |  | JSON/COBie/IFC | Yes | assets[].operation_data.maintenance_strategy | BIM/MEP/O&M | Pending
04330da6-50e9-4b75-b45a-e9f692abb4a0 | Main Fire Pump 01 | IfcFlowMovingDevice | LOI_Operation_Maintenance | operation_data.cmms_asset_id | CMMS-FIRE-PUMP-001 | text |  | JSON/COBie/IFC | Yes | assets[].operation_data.cmms_asset_id | BIM/MEP/O&M | Pending
04330da6-50e9-4b75-b45a-e9f692abb4a0 | Main Fire Pump 01 | IfcFlowMovingDevice | LOI_Operation_Maintenance | operation_data.spare_part_group | SPARE-PUMP | text |  | JSON/COBie/IFC | Conditional | assets[].operation_data.spare_part_group | BIM/MEP/O&M | Pending
04330da6-50e9-4b75-b45a-e9f692abb4a0 | Main Fire Pump 01 | IfcFlowMovingDevice | LOI_Operation_Maintenance | operation_data.manual_url | https://example.com/om_manuals/FIRE-PUMP-001.pdf | text |  | JSON/COBie/IFC | Conditional | assets[].operation_data.manual_url | BIM/MEP/O&M | Pending
04330da6-50e9-4b75-b45a-e9f692abb4a0 | Main Fire Pump 01 | IfcFlowMovingDevice | DTP_Metadata | digital_twin.dt_entity_type | asset | text |  | JSON/COBie/IFC | Conditional | assets[].digital_twin.dt_entity_type | BIM/MEP/O&M | Pending
04330da6-50e9-4b75-b45a-e9f692abb4a0 | Main Fire Pump 01 | IfcFlowMovingDevice | DTP_Metadata | digital_twin.state_source | BMS/IoT/CMMS | text |  | JSON/COBie/IFC | Conditional | assets[].digital_twin.state_source | BIM/MEP/O&M | Pending
04330da6-50e9-4b75-b45a-e9f692abb4a0 | Main Fire Pump 01 | IfcFlowMovingDevice | DTP_Metadata | digital_twin.realtime_enabled | TRUE | boolean |  | JSON/COBie/IFC | Conditional | assets[].digital_twin.realtime_enabled | BIM/MEP/O&M | Pending
04330da6-50e9-4b75-b45a-e9f692abb4a0 | Main Fire Pump 01 | IfcFlowMovingDevice | DTP_Metadata | digital_twin.history_enabled | TRUE | boolean |  | JSON/COBie/IFC | Conditional | assets[].digital_twin.history_enabled | BIM/MEP/O&M | Pending
04330da6-50e9-4b75-b45a-e9f692abb4a0 | Main Fire Pump 01 | IfcFlowMovingDevice | DTP_Metadata | digital_twin.visual_selectable | TRUE | boolean |  | JSON/COBie/IFC | Conditional | assets[].digital_twin.visual_selectable | BIM/MEP/O&M | Pending
04330da6-50e9-4b75-b45a-e9f692abb4a0 | Main Fire Pump 01 | IfcFlowMovingDevice | DTP_Metadata | digital_twin.visual_highlight_layer | LAYER-ASSET-FIRE-FIGHTING | text |  | JSON/COBie/IFC | Conditional | assets[].digital_twin.visual_highlight_layer | BIM/MEP/O&M | Pending
04330da6-50e9-4b75-b45a-e9f692abb4a0 | Main Fire Pump 01 | IfcFlowMovingDevice | Asset_Metadata | tags[0] | fire_fighting | text |  | JSON/COBie/IFC | Conditional | assets[].tags[0] | BIM/MEP/O&M | Pending
04330da6-50e9-4b75-b45a-e9f692abb4a0 | Main Fire Pump 01 | IfcFlowMovingDevice | Asset_Metadata | tags[1] | pump | text |  | JSON/COBie/IFC | Conditional | assets[].tags[1] | BIM/MEP/O&M | Pending
04330da6-50e9-4b75-b45a-e9f692abb4a0 | Main Fire Pump 01 | IfcFlowMovingDevice | Asset_Metadata | tags[2] | mainfirepump | text |  | JSON/COBie/IFC | Conditional | assets[].tags[2] | BIM/MEP/O&M | Pending
ba44cd47-a556-4098-8ef7-931f3cbb4568 | Jockey Pump 01 | IfcFlowMovingDevice | Asset_Metadata | asset_id | JOCKEY-PUMP-001 | text |  | JSON/COBie/IFC | Yes | assets[].asset_id | BIM/MEP/O&M | Pending
ba44cd47-a556-4098-8ef7-931f3cbb4568 | Jockey Pump 01 | IfcFlowMovingDevice | Asset_Metadata | asset_name | Jockey Pump 01 | text |  | JSON/COBie/IFC | Yes | assets[].asset_name | BIM/MEP/O&M | Pending
ba44cd47-a556-4098-8ef7-931f3cbb4568 | Jockey Pump 01 | IfcFlowMovingDevice | Asset_Metadata | asset_status | in_service | text |  | JSON/COBie/IFC | Conditional | assets[].asset_status | BIM/MEP/O&M | Pending
ba44cd47-a556-4098-8ef7-931f3cbb4568 | Jockey Pump 01 | IfcFlowMovingDevice | Asset_Metadata | system | Fire Fighting | text |  | JSON/COBie/IFC | Yes | assets[].system | BIM/MEP/O&M | Pending
ba44cd47-a556-4098-8ef7-931f3cbb4568 | Jockey Pump 01 | IfcFlowMovingDevice | Asset_Metadata | discipline | MEP | text |  | JSON/COBie/IFC | Conditional | assets[].discipline | BIM/MEP/O&M | Pending
ba44cd47-a556-4098-8ef7-931f3cbb4568 | Jockey Pump 01 | IfcFlowMovingDevice | Asset_Metadata | category | Pump | text |  | JSON/COBie/IFC | Conditional | assets[].category | BIM/MEP/O&M | Pending
ba44cd47-a556-4098-8ef7-931f3cbb4568 | Jockey Pump 01 | IfcFlowMovingDevice | Asset_Metadata | asset_type | JockeyPump | text |  | JSON/COBie/IFC | Yes | assets[].asset_type | BIM/MEP/O&M | Pending
ba44cd47-a556-4098-8ef7-931f3cbb4568 | Jockey Pump 01 | IfcFlowMovingDevice | LOI_Classification | classification.uniclass_code | placeholder | text |  | JSON/COBie/IFC | Yes | assets[].classification.uniclass_code | BIM/MEP/O&M | Pending
ba44cd47-a556-4098-8ef7-931f3cbb4568 | Jockey Pump 01 | IfcFlowMovingDevice | LOI_Classification | classification.omniclass_code | placeholder | text |  | JSON/COBie/IFC | Yes | assets[].classification.omniclass_code | BIM/MEP/O&M | Pending
ba44cd47-a556-4098-8ef7-931f3cbb4568 | Jockey Pump 01 | IfcFlowMovingDevice | LOI_Classification | classification.local_classification | Fire Fighting/Pump/JockeyPump | text |  | JSON/COBie/IFC | Conditional | assets[].classification.local_classification | BIM/MEP/O&M | Pending
ba44cd47-a556-4098-8ef7-931f3cbb4568 | Jockey Pump 01 | IfcFlowMovingDevice | LOI_Location | location.facility_id | FAC-OFFICE-TOWER-A | text |  | JSON/COBie/IFC | Conditional | assets[].location.facility_id | BIM/MEP/O&M | Pending
ba44cd47-a556-4098-8ef7-931f3cbb4568 | Jockey Pump 01 | IfcFlowMovingDevice | LOI_Location | location.floor_id | FL-B1 | text |  | JSON/COBie/IFC | Yes | assets[].location.floor_id | BIM/MEP/O&M | Pending
ba44cd47-a556-4098-8ef7-931f3cbb4568 | Jockey Pump 01 | IfcFlowMovingDevice | LOI_Location | location.space_id | SP-B1-FIRE-PUMP | text |  | JSON/COBie/IFC | Yes | assets[].location.space_id | BIM/MEP/O&M | Pending
ba44cd47-a556-4098-8ef7-931f3cbb4568 | Jockey Pump 01 | IfcFlowMovingDevice | LOI_Location | location.zone_id | ZONE-FIRE-B1 | text |  | JSON/COBie/IFC | Conditional | assets[].location.zone_id | BIM/MEP/O&M | Pending
ba44cd47-a556-4098-8ef7-931f3cbb4568 | Jockey Pump 01 | IfcFlowMovingDevice | IFC_Core | bim_mapping.ifc_guid | ba44cd47-a556-4098-8ef7-931f3cbb4568 | text |  | JSON/COBie/IFC | Yes | assets[].bim_mapping.ifc_guid | BIM/MEP/O&M | Pending
ba44cd47-a556-4098-8ef7-931f3cbb4568 | Jockey Pump 01 | IfcFlowMovingDevice | IFC_Core | bim_mapping.ifc_entity | IfcFlowMovingDevice | text |  | JSON/COBie/IFC | Conditional | assets[].bim_mapping.ifc_entity | BIM/MEP/O&M | Pending
ba44cd47-a556-4098-8ef7-931f3cbb4568 | Jockey Pump 01 | IfcFlowMovingDevice | IFC_Core | bim_mapping.ifc_name | Jockey Pump 01 | text |  | JSON/COBie/IFC | Conditional | assets[].bim_mapping.ifc_name | BIM/MEP/O&M | Pending
ba44cd47-a556-4098-8ef7-931f3cbb4568 | Jockey Pump 01 | IfcFlowMovingDevice | IFC_Core | bim_mapping.source_model_id | IFC-MEP-001 | text |  | JSON/COBie/IFC | Conditional | assets[].bim_mapping.source_model_id | BIM/MEP/O&M | Pending
ba44cd47-a556-4098-8ef7-931f3cbb4568 | Jockey Pump 01 | IfcFlowMovingDevice | IFC_Core | bim_mapping.global_id_locked | TRUE | boolean |  | JSON/COBie/IFC | Conditional | assets[].bim_mapping.global_id_locked | BIM/MEP/O&M | Pending
ba44cd47-a556-4098-8ef7-931f3cbb4568 | Jockey Pump 01 | IfcFlowMovingDevice | Asset_Metadata | cobie_mapping.component_name | JOCKEY-PUMP-001 | text |  | JSON/COBie/IFC | Conditional | assets[].cobie_mapping.component_name | BIM/MEP/O&M | Pending
ba44cd47-a556-4098-8ef7-931f3cbb4568 | Jockey Pump 01 | IfcFlowMovingDevice | Asset_Metadata | cobie_mapping.type_name | JockeyPump | text |  | JSON/COBie/IFC | Conditional | assets[].cobie_mapping.type_name | BIM/MEP/O&M | Pending
ba44cd47-a556-4098-8ef7-931f3cbb4568 | Jockey Pump 01 | IfcFlowMovingDevice | Asset_Metadata | cobie_mapping.system_name | Fire Fighting | text |  | JSON/COBie/IFC | Conditional | assets[].cobie_mapping.system_name | BIM/MEP/O&M | Pending
ba44cd47-a556-4098-8ef7-931f3cbb4568 | Jockey Pump 01 | IfcFlowMovingDevice | Asset_Metadata | cobie_mapping.space_name | SP-B1-FIRE-PUMP | text |  | JSON/COBie/IFC | Conditional | assets[].cobie_mapping.space_name | BIM/MEP/O&M | Pending
ba44cd47-a556-4098-8ef7-931f3cbb4568 | Jockey Pump 01 | IfcFlowMovingDevice | LOI_Manufacturer | manufacturer_data.manufacturer | Generic Manufacturer | text |  | JSON/COBie/IFC | Yes | assets[].manufacturer_data.manufacturer | BIM/MEP/O&M | Pending
ba44cd47-a556-4098-8ef7-931f3cbb4568 | Jockey Pump 01 | IfcFlowMovingDevice | LOI_Manufacturer | manufacturer_data.model | Model-Placeholder | text |  | JSON/COBie/IFC | Yes | assets[].manufacturer_data.model | BIM/MEP/O&M | Pending
ba44cd47-a556-4098-8ef7-931f3cbb4568 | Jockey Pump 01 | IfcFlowMovingDevice | LOI_Manufacturer | manufacturer_data.serial_number | SN-JOCKEY-PUMP-001 | text |  | JSON/COBie/IFC | Yes | assets[].manufacturer_data.serial_number | BIM/MEP/O&M | Pending
ba44cd47-a556-4098-8ef7-931f3cbb4568 | Jockey Pump 01 | IfcFlowMovingDevice | LOI_Manufacturer | manufacturer_data.installation_date | 2026-05-15 | text |  | JSON/COBie/IFC | Conditional | assets[].manufacturer_data.installation_date | BIM/MEP/O&M | Pending
ba44cd47-a556-4098-8ef7-931f3cbb4568 | Jockey Pump 01 | IfcFlowMovingDevice | LOI_Manufacturer | manufacturer_data.warranty_start_date | 2026-06-01 | text |  | JSON/COBie/IFC | Conditional | assets[].manufacturer_data.warranty_start_date | BIM/MEP/O&M | Pending
ba44cd47-a556-4098-8ef7-931f3cbb4568 | Jockey Pump 01 | IfcFlowMovingDevice | LOI_Manufacturer | manufacturer_data.warranty_end_date | 2028-06-01 | text |  | JSON/COBie/IFC | Conditional | assets[].manufacturer_data.warranty_end_date | BIM/MEP/O&M | Pending
ba44cd47-a556-4098-8ef7-931f3cbb4568 | Jockey Pump 01 | IfcFlowMovingDevice | LOI_Operation_Maintenance | operation_data.maintainable | TRUE | boolean |  | JSON/COBie/IFC | Conditional | assets[].operation_data.maintainable | BIM/MEP/O&M | Pending
ba44cd47-a556-4098-8ef7-931f3cbb4568 | Jockey Pump 01 | IfcFlowMovingDevice | LOI_Operation_Maintenance | operation_data.criticality | High | text |  | JSON/COBie/IFC | Yes | assets[].operation_data.criticality | BIM/MEP/O&M | Pending
ba44cd47-a556-4098-8ef7-931f3cbb4568 | Jockey Pump 01 | IfcFlowMovingDevice | LOI_Operation_Maintenance | operation_data.expected_life_years | 15 | number |  | JSON/COBie/IFC | Conditional | assets[].operation_data.expected_life_years | BIM/MEP/O&M | Pending
ba44cd47-a556-4098-8ef7-931f3cbb4568 | Jockey Pump 01 | IfcFlowMovingDevice | LOI_Operation_Maintenance | operation_data.maintenance_strategy | preventive_and_condition_based | text |  | JSON/COBie/IFC | Yes | assets[].operation_data.maintenance_strategy | BIM/MEP/O&M | Pending
ba44cd47-a556-4098-8ef7-931f3cbb4568 | Jockey Pump 01 | IfcFlowMovingDevice | LOI_Operation_Maintenance | operation_data.cmms_asset_id | CMMS-JOCKEY-PUMP-001 | text |  | JSON/COBie/IFC | Yes | assets[].operation_data.cmms_asset_id | BIM/MEP/O&M | Pending
ba44cd47-a556-4098-8ef7-931f3cbb4568 | Jockey Pump 01 | IfcFlowMovingDevice | LOI_Operation_Maintenance | operation_data.spare_part_group | SPARE-PUMP | text |  | JSON/COBie/IFC | Conditional | assets[].operation_data.spare_part_group | BIM/MEP/O&M | Pending
ba44cd47-a556-4098-8ef7-931f3cbb4568 | Jockey Pump 01 | IfcFlowMovingDevice | LOI_Operation_Maintenance | operation_data.manual_url | https://example.com/om_manuals/JOCKEY-PUMP-001.pdf | text |  | JSON/COBie/IFC | Conditional | assets[].operation_data.manual_url | BIM/MEP/O&M | Pending
ba44cd47-a556-4098-8ef7-931f3cbb4568 | Jockey Pump 01 | IfcFlowMovingDevice | DTP_Metadata | digital_twin.dt_entity_type | asset | text |  | JSON/COBie/IFC | Conditional | assets[].digital_twin.dt_entity_type | BIM/MEP/O&M | Pending
ba44cd47-a556-4098-8ef7-931f3cbb4568 | Jockey Pump 01 | IfcFlowMovingDevice | DTP_Metadata | digital_twin.state_source | BMS/IoT/CMMS | text |  | JSON/COBie/IFC | Conditional | assets[].digital_twin.state_source | BIM/MEP/O&M | Pending
ba44cd47-a556-4098-8ef7-931f3cbb4568 | Jockey Pump 01 | IfcFlowMovingDevice | DTP_Metadata | digital_twin.realtime_enabled | TRUE | boolean |  | JSON/COBie/IFC | Conditional | assets[].digital_twin.realtime_enabled | BIM/MEP/O&M | Pending
ba44cd47-a556-4098-8ef7-931f3cbb4568 | Jockey Pump 01 | IfcFlowMovingDevice | DTP_Metadata | digital_twin.history_enabled | TRUE | boolean |  | JSON/COBie/IFC | Conditional | assets[].digital_twin.history_enabled | BIM/MEP/O&M | Pending
ba44cd47-a556-4098-8ef7-931f3cbb4568 | Jockey Pump 01 | IfcFlowMovingDevice | DTP_Metadata | digital_twin.visual_selectable | TRUE | boolean |  | JSON/COBie/IFC | Conditional | assets[].digital_twin.visual_selectable | BIM/MEP/O&M | Pending
ba44cd47-a556-4098-8ef7-931f3cbb4568 | Jockey Pump 01 | IfcFlowMovingDevice | DTP_Metadata | digital_twin.visual_highlight_layer | LAYER-ASSET-FIRE-FIGHTING | text |  | JSON/COBie/IFC | Conditional | assets[].digital_twin.visual_highlight_layer | BIM/MEP/O&M | Pending
ba44cd47-a556-4098-8ef7-931f3cbb4568 | Jockey Pump 01 | IfcFlowMovingDevice | Asset_Metadata | tags[0] | fire_fighting | text |  | JSON/COBie/IFC | Conditional | assets[].tags[0] | BIM/MEP/O&M | Pending
ba44cd47-a556-4098-8ef7-931f3cbb4568 | Jockey Pump 01 | IfcFlowMovingDevice | Asset_Metadata | tags[1] | pump | text |  | JSON/COBie/IFC | Conditional | assets[].tags[1] | BIM/MEP/O&M | Pending
ba44cd47-a556-4098-8ef7-931f3cbb4568 | Jockey Pump 01 | IfcFlowMovingDevice | Asset_Metadata | tags[2] | jockeypump | text |  | JSON/COBie/IFC | Conditional | assets[].tags[2] | BIM/MEP/O&M | Pending
f44e3010-24a7-4d6e-9763-9931a796b631 | Fire Alarm Control Panel | IfcAlarm | Asset_Metadata | asset_id | FACP-001 | text |  | JSON/COBie/IFC | Yes | assets[].asset_id | BIM/MEP/O&M | Pending
f44e3010-24a7-4d6e-9763-9931a796b631 | Fire Alarm Control Panel | IfcAlarm | Asset_Metadata | asset_name | Fire Alarm Control Panel | text |  | JSON/COBie/IFC | Yes | assets[].asset_name | BIM/MEP/O&M | Pending
f44e3010-24a7-4d6e-9763-9931a796b631 | Fire Alarm Control Panel | IfcAlarm | Asset_Metadata | asset_status | in_service | text |  | JSON/COBie/IFC | Conditional | assets[].asset_status | BIM/MEP/O&M | Pending
f44e3010-24a7-4d6e-9763-9931a796b631 | Fire Alarm Control Panel | IfcAlarm | Asset_Metadata | system | Fire Alarm | text |  | JSON/COBie/IFC | Yes | assets[].system | BIM/MEP/O&M | Pending
f44e3010-24a7-4d6e-9763-9931a796b631 | Fire Alarm Control Panel | IfcAlarm | Asset_Metadata | discipline | MEP | text |  | JSON/COBie/IFC | Conditional | assets[].discipline | BIM/MEP/O&M | Pending
f44e3010-24a7-4d6e-9763-9931a796b631 | Fire Alarm Control Panel | IfcAlarm | Asset_Metadata | category | Control Panel | text |  | JSON/COBie/IFC | Conditional | assets[].category | BIM/MEP/O&M | Pending
f44e3010-24a7-4d6e-9763-9931a796b631 | Fire Alarm Control Panel | IfcAlarm | Asset_Metadata | asset_type | FACP | text |  | JSON/COBie/IFC | Yes | assets[].asset_type | BIM/MEP/O&M | Pending
f44e3010-24a7-4d6e-9763-9931a796b631 | Fire Alarm Control Panel | IfcAlarm | LOI_Classification | classification.uniclass_code | placeholder | text |  | JSON/COBie/IFC | Yes | assets[].classification.uniclass_code | BIM/MEP/O&M | Pending
f44e3010-24a7-4d6e-9763-9931a796b631 | Fire Alarm Control Panel | IfcAlarm | LOI_Classification | classification.omniclass_code | placeholder | text |  | JSON/COBie/IFC | Yes | assets[].classification.omniclass_code | BIM/MEP/O&M | Pending
f44e3010-24a7-4d6e-9763-9931a796b631 | Fire Alarm Control Panel | IfcAlarm | LOI_Classification | classification.local_classification | Fire Alarm/Control Panel/FACP | text |  | JSON/COBie/IFC | Conditional | assets[].classification.local_classification | BIM/MEP/O&M | Pending
f44e3010-24a7-4d6e-9763-9931a796b631 | Fire Alarm Control Panel | IfcAlarm | LOI_Location | location.facility_id | FAC-OFFICE-TOWER-A | text |  | JSON/COBie/IFC | Conditional | assets[].location.facility_id | BIM/MEP/O&M | Pending
f44e3010-24a7-4d6e-9763-9931a796b631 | Fire Alarm Control Panel | IfcAlarm | LOI_Location | location.floor_id | FL-L01 | text |  | JSON/COBie/IFC | Yes | assets[].location.floor_id | BIM/MEP/O&M | Pending
f44e3010-24a7-4d6e-9763-9931a796b631 | Fire Alarm Control Panel | IfcAlarm | LOI_Location | location.space_id | SP-L01-SECURITY | text |  | JSON/COBie/IFC | Yes | assets[].location.space_id | BIM/MEP/O&M | Pending
f44e3010-24a7-4d6e-9763-9931a796b631 | Fire Alarm Control Panel | IfcAlarm | LOI_Location | location.zone_id | ZONE-PUBLIC-L01 | text |  | JSON/COBie/IFC | Conditional | assets[].location.zone_id | BIM/MEP/O&M | Pending
f44e3010-24a7-4d6e-9763-9931a796b631 | Fire Alarm Control Panel | IfcAlarm | IFC_Core | bim_mapping.ifc_guid | f44e3010-24a7-4d6e-9763-9931a796b631 | text |  | JSON/COBie/IFC | Yes | assets[].bim_mapping.ifc_guid | BIM/MEP/O&M | Pending
f44e3010-24a7-4d6e-9763-9931a796b631 | Fire Alarm Control Panel | IfcAlarm | IFC_Core | bim_mapping.ifc_entity | IfcAlarm | text |  | JSON/COBie/IFC | Conditional | assets[].bim_mapping.ifc_entity | BIM/MEP/O&M | Pending
f44e3010-24a7-4d6e-9763-9931a796b631 | Fire Alarm Control Panel | IfcAlarm | IFC_Core | bim_mapping.ifc_name | Fire Alarm Control Panel | text |  | JSON/COBie/IFC | Conditional | assets[].bim_mapping.ifc_name | BIM/MEP/O&M | Pending
f44e3010-24a7-4d6e-9763-9931a796b631 | Fire Alarm Control Panel | IfcAlarm | IFC_Core | bim_mapping.source_model_id | IFC-MEP-001 | text |  | JSON/COBie/IFC | Conditional | assets[].bim_mapping.source_model_id | BIM/MEP/O&M | Pending
f44e3010-24a7-4d6e-9763-9931a796b631 | Fire Alarm Control Panel | IfcAlarm | IFC_Core | bim_mapping.global_id_locked | TRUE | boolean |  | JSON/COBie/IFC | Conditional | assets[].bim_mapping.global_id_locked | BIM/MEP/O&M | Pending
f44e3010-24a7-4d6e-9763-9931a796b631 | Fire Alarm Control Panel | IfcAlarm | Asset_Metadata | cobie_mapping.component_name | FACP-001 | text |  | JSON/COBie/IFC | Conditional | assets[].cobie_mapping.component_name | BIM/MEP/O&M | Pending
f44e3010-24a7-4d6e-9763-9931a796b631 | Fire Alarm Control Panel | IfcAlarm | Asset_Metadata | cobie_mapping.type_name | FACP | text |  | JSON/COBie/IFC | Conditional | assets[].cobie_mapping.type_name | BIM/MEP/O&M | Pending
f44e3010-24a7-4d6e-9763-9931a796b631 | Fire Alarm Control Panel | IfcAlarm | Asset_Metadata | cobie_mapping.system_name | Fire Alarm | text |  | JSON/COBie/IFC | Conditional | assets[].cobie_mapping.system_name | BIM/MEP/O&M | Pending
f44e3010-24a7-4d6e-9763-9931a796b631 | Fire Alarm Control Panel | IfcAlarm | Asset_Metadata | cobie_mapping.space_name | SP-L01-SECURITY | text |  | JSON/COBie/IFC | Conditional | assets[].cobie_mapping.space_name | BIM/MEP/O&M | Pending
f44e3010-24a7-4d6e-9763-9931a796b631 | Fire Alarm Control Panel | IfcAlarm | LOI_Manufacturer | manufacturer_data.manufacturer | Generic Manufacturer | text |  | JSON/COBie/IFC | Yes | assets[].manufacturer_data.manufacturer | BIM/MEP/O&M | Pending
f44e3010-24a7-4d6e-9763-9931a796b631 | Fire Alarm Control Panel | IfcAlarm | LOI_Manufacturer | manufacturer_data.model | Model-Placeholder | text |  | JSON/COBie/IFC | Yes | assets[].manufacturer_data.model | BIM/MEP/O&M | Pending
f44e3010-24a7-4d6e-9763-9931a796b631 | Fire Alarm Control Panel | IfcAlarm | LOI_Manufacturer | manufacturer_data.serial_number | SN-FACP-001 | text |  | JSON/COBie/IFC | Yes | assets[].manufacturer_data.serial_number | BIM/MEP/O&M | Pending
f44e3010-24a7-4d6e-9763-9931a796b631 | Fire Alarm Control Panel | IfcAlarm | LOI_Manufacturer | manufacturer_data.installation_date | 2026-05-15 | text |  | JSON/COBie/IFC | Conditional | assets[].manufacturer_data.installation_date | BIM/MEP/O&M | Pending
f44e3010-24a7-4d6e-9763-9931a796b631 | Fire Alarm Control Panel | IfcAlarm | LOI_Manufacturer | manufacturer_data.warranty_start_date | 2026-06-01 | text |  | JSON/COBie/IFC | Conditional | assets[].manufacturer_data.warranty_start_date | BIM/MEP/O&M | Pending
f44e3010-24a7-4d6e-9763-9931a796b631 | Fire Alarm Control Panel | IfcAlarm | LOI_Manufacturer | manufacturer_data.warranty_end_date | 2028-06-01 | text |  | JSON/COBie/IFC | Conditional | assets[].manufacturer_data.warranty_end_date | BIM/MEP/O&M | Pending
f44e3010-24a7-4d6e-9763-9931a796b631 | Fire Alarm Control Panel | IfcAlarm | LOI_Operation_Maintenance | operation_data.maintainable | TRUE | boolean |  | JSON/COBie/IFC | Conditional | assets[].operation_data.maintainable | BIM/MEP/O&M | Pending
f44e3010-24a7-4d6e-9763-9931a796b631 | Fire Alarm Control Panel | IfcAlarm | LOI_Operation_Maintenance | operation_data.criticality | High | text |  | JSON/COBie/IFC | Yes | assets[].operation_data.criticality | BIM/MEP/O&M | Pending
f44e3010-24a7-4d6e-9763-9931a796b631 | Fire Alarm Control Panel | IfcAlarm | LOI_Operation_Maintenance | operation_data.expected_life_years | 15 | number |  | JSON/COBie/IFC | Conditional | assets[].operation_data.expected_life_years | BIM/MEP/O&M | Pending
f44e3010-24a7-4d6e-9763-9931a796b631 | Fire Alarm Control Panel | IfcAlarm | LOI_Operation_Maintenance | operation_data.maintenance_strategy | preventive_and_condition_based | text |  | JSON/COBie/IFC | Yes | assets[].operation_data.maintenance_strategy | BIM/MEP/O&M | Pending
f44e3010-24a7-4d6e-9763-9931a796b631 | Fire Alarm Control Panel | IfcAlarm | LOI_Operation_Maintenance | operation_data.cmms_asset_id | CMMS-FACP-001 | text |  | JSON/COBie/IFC | Yes | assets[].operation_data.cmms_asset_id | BIM/MEP/O&M | Pending
f44e3010-24a7-4d6e-9763-9931a796b631 | Fire Alarm Control Panel | IfcAlarm | LOI_Operation_Maintenance | operation_data.spare_part_group | SPARE-CONTROL-PANEL | text |  | JSON/COBie/IFC | Conditional | assets[].operation_data.spare_part_group | BIM/MEP/O&M | Pending
f44e3010-24a7-4d6e-9763-9931a796b631 | Fire Alarm Control Panel | IfcAlarm | LOI_Operation_Maintenance | operation_data.manual_url | https://example.com/om_manuals/FACP-001.pdf | text |  | JSON/COBie/IFC | Conditional | assets[].operation_data.manual_url | BIM/MEP/O&M | Pending
f44e3010-24a7-4d6e-9763-9931a796b631 | Fire Alarm Control Panel | IfcAlarm | DTP_Metadata | digital_twin.dt_entity_type | asset | text |  | JSON/COBie/IFC | Conditional | assets[].digital_twin.dt_entity_type | BIM/MEP/O&M | Pending
f44e3010-24a7-4d6e-9763-9931a796b631 | Fire Alarm Control Panel | IfcAlarm | DTP_Metadata | digital_twin.state_source | BMS/IoT/CMMS | text |  | JSON/COBie/IFC | Conditional | assets[].digital_twin.state_source | BIM/MEP/O&M | Pending
f44e3010-24a7-4d6e-9763-9931a796b631 | Fire Alarm Control Panel | IfcAlarm | DTP_Metadata | digital_twin.realtime_enabled | TRUE | boolean |  | JSON/COBie/IFC | Conditional | assets[].digital_twin.realtime_enabled | BIM/MEP/O&M | Pending
f44e3010-24a7-4d6e-9763-9931a796b631 | Fire Alarm Control Panel | IfcAlarm | DTP_Metadata | digital_twin.history_enabled | TRUE | boolean |  | JSON/COBie/IFC | Conditional | assets[].digital_twin.history_enabled | BIM/MEP/O&M | Pending
f44e3010-24a7-4d6e-9763-9931a796b631 | Fire Alarm Control Panel | IfcAlarm | DTP_Metadata | digital_twin.visual_selectable | TRUE | boolean |  | JSON/COBie/IFC | Conditional | assets[].digital_twin.visual_selectable | BIM/MEP/O&M | Pending
f44e3010-24a7-4d6e-9763-9931a796b631 | Fire Alarm Control Panel | IfcAlarm | DTP_Metadata | digital_twin.visual_highlight_layer | LAYER-ASSET-FIRE-ALARM | text |  | JSON/COBie/IFC | Conditional | assets[].digital_twin.visual_highlight_layer | BIM/MEP/O&M | Pending
f44e3010-24a7-4d6e-9763-9931a796b631 | Fire Alarm Control Panel | IfcAlarm | Asset_Metadata | tags[0] | fire_alarm | text |  | JSON/COBie/IFC | Conditional | assets[].tags[0] | BIM/MEP/O&M | Pending
f44e3010-24a7-4d6e-9763-9931a796b631 | Fire Alarm Control Panel | IfcAlarm | Asset_Metadata | tags[1] | control_panel | text |  | JSON/COBie/IFC | Conditional | assets[].tags[1] | BIM/MEP/O&M | Pending
f44e3010-24a7-4d6e-9763-9931a796b631 | Fire Alarm Control Panel | IfcAlarm | Asset_Metadata | tags[2] | facp | text |  | JSON/COBie/IFC | Conditional | assets[].tags[2] | BIM/MEP/O&M | Pending
dd9f822e-4f64-4dcc-b585-06d9d4308033 | Smoke Detector B2-001 | IfcSensor | Asset_Metadata | asset_id | SMOKE-B2-001 | text |  | JSON/COBie/IFC | Yes | assets[].asset_id | BIM/MEP/O&M | Pending
dd9f822e-4f64-4dcc-b585-06d9d4308033 | Smoke Detector B2-001 | IfcSensor | Asset_Metadata | asset_name | Smoke Detector B2-001 | text |  | JSON/COBie/IFC | Yes | assets[].asset_name | BIM/MEP/O&M | Pending
dd9f822e-4f64-4dcc-b585-06d9d4308033 | Smoke Detector B2-001 | IfcSensor | Asset_Metadata | asset_status | in_service | text |  | JSON/COBie/IFC | Conditional | assets[].asset_status | BIM/MEP/O&M | Pending
dd9f822e-4f64-4dcc-b585-06d9d4308033 | Smoke Detector B2-001 | IfcSensor | Asset_Metadata | system | Fire Alarm | text |  | JSON/COBie/IFC | Yes | assets[].system | BIM/MEP/O&M | Pending
dd9f822e-4f64-4dcc-b585-06d9d4308033 | Smoke Detector B2-001 | IfcSensor | Asset_Metadata | discipline | MEP | text |  | JSON/COBie/IFC | Conditional | assets[].discipline | BIM/MEP/O&M | Pending
dd9f822e-4f64-4dcc-b585-06d9d4308033 | Smoke Detector B2-001 | IfcSensor | Asset_Metadata | category | Detector | text |  | JSON/COBie/IFC | Conditional | assets[].category | BIM/MEP/O&M | Pending
dd9f822e-4f64-4dcc-b585-06d9d4308033 | Smoke Detector B2-001 | IfcSensor | Asset_Metadata | asset_type | SmokeDetector | text |  | JSON/COBie/IFC | Yes | assets[].asset_type | BIM/MEP/O&M | Pending
dd9f822e-4f64-4dcc-b585-06d9d4308033 | Smoke Detector B2-001 | IfcSensor | LOI_Classification | classification.uniclass_code | placeholder | text |  | JSON/COBie/IFC | Yes | assets[].classification.uniclass_code | BIM/MEP/O&M | Pending
dd9f822e-4f64-4dcc-b585-06d9d4308033 | Smoke Detector B2-001 | IfcSensor | LOI_Classification | classification.omniclass_code | placeholder | text |  | JSON/COBie/IFC | Yes | assets[].classification.omniclass_code | BIM/MEP/O&M | Pending
dd9f822e-4f64-4dcc-b585-06d9d4308033 | Smoke Detector B2-001 | IfcSensor | LOI_Classification | classification.local_classification | Fire Alarm/Detector/SmokeDetector | text |  | JSON/COBie/IFC | Conditional | assets[].classification.local_classification | BIM/MEP/O&M | Pending
dd9f822e-4f64-4dcc-b585-06d9d4308033 | Smoke Detector B2-001 | IfcSensor | LOI_Location | location.facility_id | FAC-OFFICE-TOWER-A | text |  | JSON/COBie/IFC | Conditional | assets[].location.facility_id | BIM/MEP/O&M | Pending
dd9f822e-4f64-4dcc-b585-06d9d4308033 | Smoke Detector B2-001 | IfcSensor | LOI_Location | location.floor_id | FL-B2 | text |  | JSON/COBie/IFC | Yes | assets[].location.floor_id | BIM/MEP/O&M | Pending
dd9f822e-4f64-4dcc-b585-06d9d4308033 | Smoke Detector B2-001 | IfcSensor | LOI_Location | location.space_id | SP-B2-PARKING-A | text |  | JSON/COBie/IFC | Yes | assets[].location.space_id | BIM/MEP/O&M | Pending
dd9f822e-4f64-4dcc-b585-06d9d4308033 | Smoke Detector B2-001 | IfcSensor | LOI_Location | location.zone_id | ZONE-FIRE-B1 | text |  | JSON/COBie/IFC | Conditional | assets[].location.zone_id | BIM/MEP/O&M | Pending
dd9f822e-4f64-4dcc-b585-06d9d4308033 | Smoke Detector B2-001 | IfcSensor | IFC_Core | bim_mapping.ifc_guid | dd9f822e-4f64-4dcc-b585-06d9d4308033 | text |  | JSON/COBie/IFC | Yes | assets[].bim_mapping.ifc_guid | BIM/MEP/O&M | Pending
dd9f822e-4f64-4dcc-b585-06d9d4308033 | Smoke Detector B2-001 | IfcSensor | IFC_Core | bim_mapping.ifc_entity | IfcSensor | text |  | JSON/COBie/IFC | Conditional | assets[].bim_mapping.ifc_entity | BIM/MEP/O&M | Pending
dd9f822e-4f64-4dcc-b585-06d9d4308033 | Smoke Detector B2-001 | IfcSensor | IFC_Core | bim_mapping.ifc_name | Smoke Detector B2-001 | text |  | JSON/COBie/IFC | Conditional | assets[].bim_mapping.ifc_name | BIM/MEP/O&M | Pending
dd9f822e-4f64-4dcc-b585-06d9d4308033 | Smoke Detector B2-001 | IfcSensor | IFC_Core | bim_mapping.source_model_id | IFC-MEP-001 | text |  | JSON/COBie/IFC | Conditional | assets[].bim_mapping.source_model_id | BIM/MEP/O&M | Pending
dd9f822e-4f64-4dcc-b585-06d9d4308033 | Smoke Detector B2-001 | IfcSensor | IFC_Core | bim_mapping.global_id_locked | TRUE | boolean |  | JSON/COBie/IFC | Conditional | assets[].bim_mapping.global_id_locked | BIM/MEP/O&M | Pending
dd9f822e-4f64-4dcc-b585-06d9d4308033 | Smoke Detector B2-001 | IfcSensor | Asset_Metadata | cobie_mapping.component_name | SMOKE-B2-001 | text |  | JSON/COBie/IFC | Conditional | assets[].cobie_mapping.component_name | BIM/MEP/O&M | Pending
dd9f822e-4f64-4dcc-b585-06d9d4308033 | Smoke Detector B2-001 | IfcSensor | Asset_Metadata | cobie_mapping.type_name | SmokeDetector | text |  | JSON/COBie/IFC | Conditional | assets[].cobie_mapping.type_name | BIM/MEP/O&M | Pending
dd9f822e-4f64-4dcc-b585-06d9d4308033 | Smoke Detector B2-001 | IfcSensor | Asset_Metadata | cobie_mapping.system_name | Fire Alarm | text |  | JSON/COBie/IFC | Conditional | assets[].cobie_mapping.system_name | BIM/MEP/O&M | Pending
dd9f822e-4f64-4dcc-b585-06d9d4308033 | Smoke Detector B2-001 | IfcSensor | Asset_Metadata | cobie_mapping.space_name | SP-B2-PARKING-A | text |  | JSON/COBie/IFC | Conditional | assets[].cobie_mapping.space_name | BIM/MEP/O&M | Pending
dd9f822e-4f64-4dcc-b585-06d9d4308033 | Smoke Detector B2-001 | IfcSensor | LOI_Manufacturer | manufacturer_data.manufacturer | Generic Manufacturer | text |  | JSON/COBie/IFC | Yes | assets[].manufacturer_data.manufacturer | BIM/MEP/O&M | Pending
dd9f822e-4f64-4dcc-b585-06d9d4308033 | Smoke Detector B2-001 | IfcSensor | LOI_Manufacturer | manufacturer_data.model | Model-Placeholder | text |  | JSON/COBie/IFC | Yes | assets[].manufacturer_data.model | BIM/MEP/O&M | Pending
dd9f822e-4f64-4dcc-b585-06d9d4308033 | Smoke Detector B2-001 | IfcSensor | LOI_Manufacturer | manufacturer_data.serial_number | SN-SMOKE-B2-001 | text |  | JSON/COBie/IFC | Yes | assets[].manufacturer_data.serial_number | BIM/MEP/O&M | Pending
dd9f822e-4f64-4dcc-b585-06d9d4308033 | Smoke Detector B2-001 | IfcSensor | LOI_Manufacturer | manufacturer_data.installation_date | 2026-05-15 | text |  | JSON/COBie/IFC | Conditional | assets[].manufacturer_data.installation_date | BIM/MEP/O&M | Pending
dd9f822e-4f64-4dcc-b585-06d9d4308033 | Smoke Detector B2-001 | IfcSensor | LOI_Manufacturer | manufacturer_data.warranty_start_date | 2026-06-01 | text |  | JSON/COBie/IFC | Conditional | assets[].manufacturer_data.warranty_start_date | BIM/MEP/O&M | Pending
dd9f822e-4f64-4dcc-b585-06d9d4308033 | Smoke Detector B2-001 | IfcSensor | LOI_Manufacturer | manufacturer_data.warranty_end_date | 2028-06-01 | text |  | JSON/COBie/IFC | Conditional | assets[].manufacturer_data.warranty_end_date | BIM/MEP/O&M | Pending
dd9f822e-4f64-4dcc-b585-06d9d4308033 | Smoke Detector B2-001 | IfcSensor | LOI_Operation_Maintenance | operation_data.maintainable | TRUE | boolean |  | JSON/COBie/IFC | Conditional | assets[].operation_data.maintainable | BIM/MEP/O&M | Pending
dd9f822e-4f64-4dcc-b585-06d9d4308033 | Smoke Detector B2-001 | IfcSensor | LOI_Operation_Maintenance | operation_data.criticality | High | text |  | JSON/COBie/IFC | Yes | assets[].operation_data.criticality | BIM/MEP/O&M | Pending
dd9f822e-4f64-4dcc-b585-06d9d4308033 | Smoke Detector B2-001 | IfcSensor | LOI_Operation_Maintenance | operation_data.expected_life_years | 15 | number |  | JSON/COBie/IFC | Conditional | assets[].operation_data.expected_life_years | BIM/MEP/O&M | Pending
dd9f822e-4f64-4dcc-b585-06d9d4308033 | Smoke Detector B2-001 | IfcSensor | LOI_Operation_Maintenance | operation_data.maintenance_strategy | preventive_and_condition_based | text |  | JSON/COBie/IFC | Yes | assets[].operation_data.maintenance_strategy | BIM/MEP/O&M | Pending
dd9f822e-4f64-4dcc-b585-06d9d4308033 | Smoke Detector B2-001 | IfcSensor | LOI_Operation_Maintenance | operation_data.cmms_asset_id | CMMS-SMOKE-B2-001 | text |  | JSON/COBie/IFC | Yes | assets[].operation_data.cmms_asset_id | BIM/MEP/O&M | Pending
dd9f822e-4f64-4dcc-b585-06d9d4308033 | Smoke Detector B2-001 | IfcSensor | LOI_Operation_Maintenance | operation_data.spare_part_group | SPARE-DETECTOR | text |  | JSON/COBie/IFC | Conditional | assets[].operation_data.spare_part_group | BIM/MEP/O&M | Pending
dd9f822e-4f64-4dcc-b585-06d9d4308033 | Smoke Detector B2-001 | IfcSensor | LOI_Operation_Maintenance | operation_data.manual_url | https://example.com/om_manuals/SMOKE-B2-001.pdf | text |  | JSON/COBie/IFC | Conditional | assets[].operation_data.manual_url | BIM/MEP/O&M | Pending
dd9f822e-4f64-4dcc-b585-06d9d4308033 | Smoke Detector B2-001 | IfcSensor | DTP_Metadata | digital_twin.dt_entity_type | asset | text |  | JSON/COBie/IFC | Conditional | assets[].digital_twin.dt_entity_type | BIM/MEP/O&M | Pending
dd9f822e-4f64-4dcc-b585-06d9d4308033 | Smoke Detector B2-001 | IfcSensor | DTP_Metadata | digital_twin.state_source | BMS/IoT/CMMS | text |  | JSON/COBie/IFC | Conditional | assets[].digital_twin.state_source | BIM/MEP/O&M | Pending
dd9f822e-4f64-4dcc-b585-06d9d4308033 | Smoke Detector B2-001 | IfcSensor | DTP_Metadata | digital_twin.realtime_enabled | TRUE | boolean |  | JSON/COBie/IFC | Conditional | assets[].digital_twin.realtime_enabled | BIM/MEP/O&M | Pending
dd9f822e-4f64-4dcc-b585-06d9d4308033 | Smoke Detector B2-001 | IfcSensor | DTP_Metadata | digital_twin.history_enabled | TRUE | boolean |  | JSON/COBie/IFC | Conditional | assets[].digital_twin.history_enabled | BIM/MEP/O&M | Pending
dd9f822e-4f64-4dcc-b585-06d9d4308033 | Smoke Detector B2-001 | IfcSensor | DTP_Metadata | digital_twin.visual_selectable | TRUE | boolean |  | JSON/COBie/IFC | Conditional | assets[].digital_twin.visual_selectable | BIM/MEP/O&M | Pending
dd9f822e-4f64-4dcc-b585-06d9d4308033 | Smoke Detector B2-001 | IfcSensor | DTP_Metadata | digital_twin.visual_highlight_layer | LAYER-ASSET-FIRE-ALARM | text |  | JSON/COBie/IFC | Conditional | assets[].digital_twin.visual_highlight_layer | BIM/MEP/O&M | Pending
dd9f822e-4f64-4dcc-b585-06d9d4308033 | Smoke Detector B2-001 | IfcSensor | Asset_Metadata | tags[0] | fire_alarm | text |  | JSON/COBie/IFC | Conditional | assets[].tags[0] | BIM/MEP/O&M | Pending
dd9f822e-4f64-4dcc-b585-06d9d4308033 | Smoke Detector B2-001 | IfcSensor | Asset_Metadata | tags[1] | detector | text |  | JSON/COBie/IFC | Conditional | assets[].tags[1] | BIM/MEP/O&M | Pending
dd9f822e-4f64-4dcc-b585-06d9d4308033 | Smoke Detector B2-001 | IfcSensor | Asset_Metadata | tags[2] | smokedetector | text |  | JSON/COBie/IFC | Conditional | assets[].tags[2] | BIM/MEP/O&M | Pending
6ff2f275-ecdd-4276-b839-4c7b453f734a | Sprinkler Zone Valve B2-001 | IfcValve | Asset_Metadata | asset_id | SPRINKLER-B2-001 | text |  | JSON/COBie/IFC | Yes | assets[].asset_id | BIM/MEP/O&M | Pending
6ff2f275-ecdd-4276-b839-4c7b453f734a | Sprinkler Zone Valve B2-001 | IfcValve | Asset_Metadata | asset_name | Sprinkler Zone Valve B2-001 | text |  | JSON/COBie/IFC | Yes | assets[].asset_name | BIM/MEP/O&M | Pending
6ff2f275-ecdd-4276-b839-4c7b453f734a | Sprinkler Zone Valve B2-001 | IfcValve | Asset_Metadata | asset_status | in_service | text |  | JSON/COBie/IFC | Conditional | assets[].asset_status | BIM/MEP/O&M | Pending
6ff2f275-ecdd-4276-b839-4c7b453f734a | Sprinkler Zone Valve B2-001 | IfcValve | Asset_Metadata | system | Fire Fighting | text |  | JSON/COBie/IFC | Yes | assets[].system | BIM/MEP/O&M | Pending
6ff2f275-ecdd-4276-b839-4c7b453f734a | Sprinkler Zone Valve B2-001 | IfcValve | Asset_Metadata | discipline | MEP | text |  | JSON/COBie/IFC | Conditional | assets[].discipline | BIM/MEP/O&M | Pending
6ff2f275-ecdd-4276-b839-4c7b453f734a | Sprinkler Zone Valve B2-001 | IfcValve | Asset_Metadata | category | Valve | text |  | JSON/COBie/IFC | Conditional | assets[].category | BIM/MEP/O&M | Pending
6ff2f275-ecdd-4276-b839-4c7b453f734a | Sprinkler Zone Valve B2-001 | IfcValve | Asset_Metadata | asset_type | SprinklerValve | text |  | JSON/COBie/IFC | Yes | assets[].asset_type | BIM/MEP/O&M | Pending
6ff2f275-ecdd-4276-b839-4c7b453f734a | Sprinkler Zone Valve B2-001 | IfcValve | LOI_Classification | classification.uniclass_code | placeholder | text |  | JSON/COBie/IFC | Yes | assets[].classification.uniclass_code | BIM/MEP/O&M | Pending
6ff2f275-ecdd-4276-b839-4c7b453f734a | Sprinkler Zone Valve B2-001 | IfcValve | LOI_Classification | classification.omniclass_code | placeholder | text |  | JSON/COBie/IFC | Yes | assets[].classification.omniclass_code | BIM/MEP/O&M | Pending
6ff2f275-ecdd-4276-b839-4c7b453f734a | Sprinkler Zone Valve B2-001 | IfcValve | LOI_Classification | classification.local_classification | Fire Fighting/Valve/SprinklerValve | text |  | JSON/COBie/IFC | Conditional | assets[].classification.local_classification | BIM/MEP/O&M | Pending
6ff2f275-ecdd-4276-b839-4c7b453f734a | Sprinkler Zone Valve B2-001 | IfcValve | LOI_Location | location.facility_id | FAC-OFFICE-TOWER-A | text |  | JSON/COBie/IFC | Conditional | assets[].location.facility_id | BIM/MEP/O&M | Pending
6ff2f275-ecdd-4276-b839-4c7b453f734a | Sprinkler Zone Valve B2-001 | IfcValve | LOI_Location | location.floor_id | FL-B2 | text |  | JSON/COBie/IFC | Yes | assets[].location.floor_id | BIM/MEP/O&M | Pending
6ff2f275-ecdd-4276-b839-4c7b453f734a | Sprinkler Zone Valve B2-001 | IfcValve | LOI_Location | location.space_id | SP-B2-PARKING-A | text |  | JSON/COBie/IFC | Yes | assets[].location.space_id | BIM/MEP/O&M | Pending
6ff2f275-ecdd-4276-b839-4c7b453f734a | Sprinkler Zone Valve B2-001 | IfcValve | LOI_Location | location.zone_id | ZONE-FIRE-B1 | text |  | JSON/COBie/IFC | Conditional | assets[].location.zone_id | BIM/MEP/O&M | Pending
6ff2f275-ecdd-4276-b839-4c7b453f734a | Sprinkler Zone Valve B2-001 | IfcValve | IFC_Core | bim_mapping.ifc_guid | 6ff2f275-ecdd-4276-b839-4c7b453f734a | text |  | JSON/COBie/IFC | Yes | assets[].bim_mapping.ifc_guid | BIM/MEP/O&M | Pending
6ff2f275-ecdd-4276-b839-4c7b453f734a | Sprinkler Zone Valve B2-001 | IfcValve | IFC_Core | bim_mapping.ifc_entity | IfcValve | text |  | JSON/COBie/IFC | Conditional | assets[].bim_mapping.ifc_entity | BIM/MEP/O&M | Pending
6ff2f275-ecdd-4276-b839-4c7b453f734a | Sprinkler Zone Valve B2-001 | IfcValve | IFC_Core | bim_mapping.ifc_name | Sprinkler Zone Valve B2-001 | text |  | JSON/COBie/IFC | Conditional | assets[].bim_mapping.ifc_name | BIM/MEP/O&M | Pending
6ff2f275-ecdd-4276-b839-4c7b453f734a | Sprinkler Zone Valve B2-001 | IfcValve | IFC_Core | bim_mapping.source_model_id | IFC-MEP-001 | text |  | JSON/COBie/IFC | Conditional | assets[].bim_mapping.source_model_id | BIM/MEP/O&M | Pending
6ff2f275-ecdd-4276-b839-4c7b453f734a | Sprinkler Zone Valve B2-001 | IfcValve | IFC_Core | bim_mapping.global_id_locked | TRUE | boolean |  | JSON/COBie/IFC | Conditional | assets[].bim_mapping.global_id_locked | BIM/MEP/O&M | Pending
6ff2f275-ecdd-4276-b839-4c7b453f734a | Sprinkler Zone Valve B2-001 | IfcValve | Asset_Metadata | cobie_mapping.component_name | SPRINKLER-B2-001 | text |  | JSON/COBie/IFC | Conditional | assets[].cobie_mapping.component_name | BIM/MEP/O&M | Pending
6ff2f275-ecdd-4276-b839-4c7b453f734a | Sprinkler Zone Valve B2-001 | IfcValve | Asset_Metadata | cobie_mapping.type_name | SprinklerValve | text |  | JSON/COBie/IFC | Conditional | assets[].cobie_mapping.type_name | BIM/MEP/O&M | Pending
6ff2f275-ecdd-4276-b839-4c7b453f734a | Sprinkler Zone Valve B2-001 | IfcValve | Asset_Metadata | cobie_mapping.system_name | Fire Fighting | text |  | JSON/COBie/IFC | Conditional | assets[].cobie_mapping.system_name | BIM/MEP/O&M | Pending
6ff2f275-ecdd-4276-b839-4c7b453f734a | Sprinkler Zone Valve B2-001 | IfcValve | Asset_Metadata | cobie_mapping.space_name | SP-B2-PARKING-A | text |  | JSON/COBie/IFC | Conditional | assets[].cobie_mapping.space_name | BIM/MEP/O&M | Pending
6ff2f275-ecdd-4276-b839-4c7b453f734a | Sprinkler Zone Valve B2-001 | IfcValve | LOI_Manufacturer | manufacturer_data.manufacturer | Generic Manufacturer | text |  | JSON/COBie/IFC | Yes | assets[].manufacturer_data.manufacturer | BIM/MEP/O&M | Pending
6ff2f275-ecdd-4276-b839-4c7b453f734a | Sprinkler Zone Valve B2-001 | IfcValve | LOI_Manufacturer | manufacturer_data.model | Model-Placeholder | text |  | JSON/COBie/IFC | Yes | assets[].manufacturer_data.model | BIM/MEP/O&M | Pending
6ff2f275-ecdd-4276-b839-4c7b453f734a | Sprinkler Zone Valve B2-001 | IfcValve | LOI_Manufacturer | manufacturer_data.serial_number | SN-SPRINKLER-B2-001 | text |  | JSON/COBie/IFC | Yes | assets[].manufacturer_data.serial_number | BIM/MEP/O&M | Pending
6ff2f275-ecdd-4276-b839-4c7b453f734a | Sprinkler Zone Valve B2-001 | IfcValve | LOI_Manufacturer | manufacturer_data.installation_date | 2026-05-15 | text |  | JSON/COBie/IFC | Conditional | assets[].manufacturer_data.installation_date | BIM/MEP/O&M | Pending
6ff2f275-ecdd-4276-b839-4c7b453f734a | Sprinkler Zone Valve B2-001 | IfcValve | LOI_Manufacturer | manufacturer_data.warranty_start_date | 2026-06-01 | text |  | JSON/COBie/IFC | Conditional | assets[].manufacturer_data.warranty_start_date | BIM/MEP/O&M | Pending
6ff2f275-ecdd-4276-b839-4c7b453f734a | Sprinkler Zone Valve B2-001 | IfcValve | LOI_Manufacturer | manufacturer_data.warranty_end_date | 2028-06-01 | text |  | JSON/COBie/IFC | Conditional | assets[].manufacturer_data.warranty_end_date | BIM/MEP/O&M | Pending
6ff2f275-ecdd-4276-b839-4c7b453f734a | Sprinkler Zone Valve B2-001 | IfcValve | LOI_Operation_Maintenance | operation_data.maintainable | TRUE | boolean |  | JSON/COBie/IFC | Conditional | assets[].operation_data.maintainable | BIM/MEP/O&M | Pending
6ff2f275-ecdd-4276-b839-4c7b453f734a | Sprinkler Zone Valve B2-001 | IfcValve | LOI_Operation_Maintenance | operation_data.criticality | High | text |  | JSON/COBie/IFC | Yes | assets[].operation_data.criticality | BIM/MEP/O&M | Pending
6ff2f275-ecdd-4276-b839-4c7b453f734a | Sprinkler Zone Valve B2-001 | IfcValve | LOI_Operation_Maintenance | operation_data.expected_life_years | 15 | number |  | JSON/COBie/IFC | Conditional | assets[].operation_data.expected_life_years | BIM/MEP/O&M | Pending
6ff2f275-ecdd-4276-b839-4c7b453f734a | Sprinkler Zone Valve B2-001 | IfcValve | LOI_Operation_Maintenance | operation_data.maintenance_strategy | preventive_and_condition_based | text |  | JSON/COBie/IFC | Yes | assets[].operation_data.maintenance_strategy | BIM/MEP/O&M | Pending
6ff2f275-ecdd-4276-b839-4c7b453f734a | Sprinkler Zone Valve B2-001 | IfcValve | LOI_Operation_Maintenance | operation_data.cmms_asset_id | CMMS-SPRINKLER-B2-001 | text |  | JSON/COBie/IFC | Yes | assets[].operation_data.cmms_asset_id | BIM/MEP/O&M | Pending
6ff2f275-ecdd-4276-b839-4c7b453f734a | Sprinkler Zone Valve B2-001 | IfcValve | LOI_Operation_Maintenance | operation_data.spare_part_group | SPARE-VALVE | text |  | JSON/COBie/IFC | Conditional | assets[].operation_data.spare_part_group | BIM/MEP/O&M | Pending
6ff2f275-ecdd-4276-b839-4c7b453f734a | Sprinkler Zone Valve B2-001 | IfcValve | LOI_Operation_Maintenance | operation_data.manual_url | https://example.com/om_manuals/SPRINKLER-B2-001.pdf | text |  | JSON/COBie/IFC | Conditional | assets[].operation_data.manual_url | BIM/MEP/O&M | Pending
6ff2f275-ecdd-4276-b839-4c7b453f734a | Sprinkler Zone Valve B2-001 | IfcValve | DTP_Metadata | digital_twin.dt_entity_type | asset | text |  | JSON/COBie/IFC | Conditional | assets[].digital_twin.dt_entity_type | BIM/MEP/O&M | Pending
6ff2f275-ecdd-4276-b839-4c7b453f734a | Sprinkler Zone Valve B2-001 | IfcValve | DTP_Metadata | digital_twin.state_source | BMS/IoT/CMMS | text |  | JSON/COBie/IFC | Conditional | assets[].digital_twin.state_source | BIM/MEP/O&M | Pending
6ff2f275-ecdd-4276-b839-4c7b453f734a | Sprinkler Zone Valve B2-001 | IfcValve | DTP_Metadata | digital_twin.realtime_enabled | TRUE | boolean |  | JSON/COBie/IFC | Conditional | assets[].digital_twin.realtime_enabled | BIM/MEP/O&M | Pending
6ff2f275-ecdd-4276-b839-4c7b453f734a | Sprinkler Zone Valve B2-001 | IfcValve | DTP_Metadata | digital_twin.history_enabled | TRUE | boolean |  | JSON/COBie/IFC | Conditional | assets[].digital_twin.history_enabled | BIM/MEP/O&M | Pending
6ff2f275-ecdd-4276-b839-4c7b453f734a | Sprinkler Zone Valve B2-001 | IfcValve | DTP_Metadata | digital_twin.visual_selectable | TRUE | boolean |  | JSON/COBie/IFC | Conditional | assets[].digital_twin.visual_selectable | BIM/MEP/O&M | Pending
6ff2f275-ecdd-4276-b839-4c7b453f734a | Sprinkler Zone Valve B2-001 | IfcValve | DTP_Metadata | digital_twin.visual_highlight_layer | LAYER-ASSET-FIRE-FIGHTING | text |  | JSON/COBie/IFC | Conditional | assets[].digital_twin.visual_highlight_layer | BIM/MEP/O&M | Pending
6ff2f275-ecdd-4276-b839-4c7b453f734a | Sprinkler Zone Valve B2-001 | IfcValve | Asset_Metadata | tags[0] | fire_fighting | text |  | JSON/COBie/IFC | Conditional | assets[].tags[0] | BIM/MEP/O&M | Pending
6ff2f275-ecdd-4276-b839-4c7b453f734a | Sprinkler Zone Valve B2-001 | IfcValve | Asset_Metadata | tags[1] | valve | text |  | JSON/COBie/IFC | Conditional | assets[].tags[1] | BIM/MEP/O&M | Pending
6ff2f275-ecdd-4276-b839-4c7b453f734a | Sprinkler Zone Valve B2-001 | IfcValve | Asset_Metadata | tags[2] | sprinklervalve | text |  | JSON/COBie/IFC | Conditional | assets[].tags[2] | BIM/MEP/O&M | Pending
2c04cd7b-491c-40f9-a50b-0cd87dbf9008 | Smoke Detector L01-001 | IfcSensor | Asset_Metadata | asset_id | SMOKE-L01-001 | text |  | JSON/COBie/IFC | Yes | assets[].asset_id | BIM/MEP/O&M | Pending
2c04cd7b-491c-40f9-a50b-0cd87dbf9008 | Smoke Detector L01-001 | IfcSensor | Asset_Metadata | asset_name | Smoke Detector L01-001 | text |  | JSON/COBie/IFC | Yes | assets[].asset_name | BIM/MEP/O&M | Pending
2c04cd7b-491c-40f9-a50b-0cd87dbf9008 | Smoke Detector L01-001 | IfcSensor | Asset_Metadata | asset_status | in_service | text |  | JSON/COBie/IFC | Conditional | assets[].asset_status | BIM/MEP/O&M | Pending
2c04cd7b-491c-40f9-a50b-0cd87dbf9008 | Smoke Detector L01-001 | IfcSensor | Asset_Metadata | system | Fire Alarm | text |  | JSON/COBie/IFC | Yes | assets[].system | BIM/MEP/O&M | Pending
2c04cd7b-491c-40f9-a50b-0cd87dbf9008 | Smoke Detector L01-001 | IfcSensor | Asset_Metadata | discipline | MEP | text |  | JSON/COBie/IFC | Conditional | assets[].discipline | BIM/MEP/O&M | Pending
2c04cd7b-491c-40f9-a50b-0cd87dbf9008 | Smoke Detector L01-001 | IfcSensor | Asset_Metadata | category | Detector | text |  | JSON/COBie/IFC | Conditional | assets[].category | BIM/MEP/O&M | Pending
2c04cd7b-491c-40f9-a50b-0cd87dbf9008 | Smoke Detector L01-001 | IfcSensor | Asset_Metadata | asset_type | SmokeDetector | text |  | JSON/COBie/IFC | Yes | assets[].asset_type | BIM/MEP/O&M | Pending
2c04cd7b-491c-40f9-a50b-0cd87dbf9008 | Smoke Detector L01-001 | IfcSensor | LOI_Classification | classification.uniclass_code | placeholder | text |  | JSON/COBie/IFC | Yes | assets[].classification.uniclass_code | BIM/MEP/O&M | Pending
2c04cd7b-491c-40f9-a50b-0cd87dbf9008 | Smoke Detector L01-001 | IfcSensor | LOI_Classification | classification.omniclass_code | placeholder | text |  | JSON/COBie/IFC | Yes | assets[].classification.omniclass_code | BIM/MEP/O&M | Pending
2c04cd7b-491c-40f9-a50b-0cd87dbf9008 | Smoke Detector L01-001 | IfcSensor | LOI_Classification | classification.local_classification | Fire Alarm/Detector/SmokeDetector | text |  | JSON/COBie/IFC | Conditional | assets[].classification.local_classification | BIM/MEP/O&M | Pending
2c04cd7b-491c-40f9-a50b-0cd87dbf9008 | Smoke Detector L01-001 | IfcSensor | LOI_Location | location.facility_id | FAC-OFFICE-TOWER-A | text |  | JSON/COBie/IFC | Conditional | assets[].location.facility_id | BIM/MEP/O&M | Pending
2c04cd7b-491c-40f9-a50b-0cd87dbf9008 | Smoke Detector L01-001 | IfcSensor | LOI_Location | location.floor_id | FL-L01 | text |  | JSON/COBie/IFC | Yes | assets[].location.floor_id | BIM/MEP/O&M | Pending
2c04cd7b-491c-40f9-a50b-0cd87dbf9008 | Smoke Detector L01-001 | IfcSensor | LOI_Location | location.space_id | SP-L01-LOBBY | text |  | JSON/COBie/IFC | Yes | assets[].location.space_id | BIM/MEP/O&M | Pending
2c04cd7b-491c-40f9-a50b-0cd87dbf9008 | Smoke Detector L01-001 | IfcSensor | LOI_Location | location.zone_id | ZONE-PUBLIC-L01 | text |  | JSON/COBie/IFC | Conditional | assets[].location.zone_id | BIM/MEP/O&M | Pending
2c04cd7b-491c-40f9-a50b-0cd87dbf9008 | Smoke Detector L01-001 | IfcSensor | IFC_Core | bim_mapping.ifc_guid | 2c04cd7b-491c-40f9-a50b-0cd87dbf9008 | text |  | JSON/COBie/IFC | Yes | assets[].bim_mapping.ifc_guid | BIM/MEP/O&M | Pending
2c04cd7b-491c-40f9-a50b-0cd87dbf9008 | Smoke Detector L01-001 | IfcSensor | IFC_Core | bim_mapping.ifc_entity | IfcSensor | text |  | JSON/COBie/IFC | Conditional | assets[].bim_mapping.ifc_entity | BIM/MEP/O&M | Pending
2c04cd7b-491c-40f9-a50b-0cd87dbf9008 | Smoke Detector L01-001 | IfcSensor | IFC_Core | bim_mapping.ifc_name | Smoke Detector L01-001 | text |  | JSON/COBie/IFC | Conditional | assets[].bim_mapping.ifc_name | BIM/MEP/O&M | Pending
2c04cd7b-491c-40f9-a50b-0cd87dbf9008 | Smoke Detector L01-001 | IfcSensor | IFC_Core | bim_mapping.source_model_id | IFC-MEP-001 | text |  | JSON/COBie/IFC | Conditional | assets[].bim_mapping.source_model_id | BIM/MEP/O&M | Pending
2c04cd7b-491c-40f9-a50b-0cd87dbf9008 | Smoke Detector L01-001 | IfcSensor | IFC_Core | bim_mapping.global_id_locked | TRUE | boolean |  | JSON/COBie/IFC | Conditional | assets[].bim_mapping.global_id_locked | BIM/MEP/O&M | Pending
2c04cd7b-491c-40f9-a50b-0cd87dbf9008 | Smoke Detector L01-001 | IfcSensor | Asset_Metadata | cobie_mapping.component_name | SMOKE-L01-001 | text |  | JSON/COBie/IFC | Conditional | assets[].cobie_mapping.component_name | BIM/MEP/O&M | Pending
2c04cd7b-491c-40f9-a50b-0cd87dbf9008 | Smoke Detector L01-001 | IfcSensor | Asset_Metadata | cobie_mapping.type_name | SmokeDetector | text |  | JSON/COBie/IFC | Conditional | assets[].cobie_mapping.type_name | BIM/MEP/O&M | Pending
2c04cd7b-491c-40f9-a50b-0cd87dbf9008 | Smoke Detector L01-001 | IfcSensor | Asset_Metadata | cobie_mapping.system_name | Fire Alarm | text |  | JSON/COBie/IFC | Conditional | assets[].cobie_mapping.system_name | BIM/MEP/O&M | Pending
2c04cd7b-491c-40f9-a50b-0cd87dbf9008 | Smoke Detector L01-001 | IfcSensor | Asset_Metadata | cobie_mapping.space_name | SP-L01-LOBBY | text |  | JSON/COBie/IFC | Conditional | assets[].cobie_mapping.space_name | BIM/MEP/O&M | Pending
2c04cd7b-491c-40f9-a50b-0cd87dbf9008 | Smoke Detector L01-001 | IfcSensor | LOI_Manufacturer | manufacturer_data.manufacturer | Generic Manufacturer | text |  | JSON/COBie/IFC | Yes | assets[].manufacturer_data.manufacturer | BIM/MEP/O&M | Pending
2c04cd7b-491c-40f9-a50b-0cd87dbf9008 | Smoke Detector L01-001 | IfcSensor | LOI_Manufacturer | manufacturer_data.model | Model-Placeholder | text |  | JSON/COBie/IFC | Yes | assets[].manufacturer_data.model | BIM/MEP/O&M | Pending
2c04cd7b-491c-40f9-a50b-0cd87dbf9008 | Smoke Detector L01-001 | IfcSensor | LOI_Manufacturer | manufacturer_data.serial_number | SN-SMOKE-L01-001 | text |  | JSON/COBie/IFC | Yes | assets[].manufacturer_data.serial_number | BIM/MEP/O&M | Pending
2c04cd7b-491c-40f9-a50b-0cd87dbf9008 | Smoke Detector L01-001 | IfcSensor | LOI_Manufacturer | manufacturer_data.installation_date | 2026-05-15 | text |  | JSON/COBie/IFC | Conditional | assets[].manufacturer_data.installation_date | BIM/MEP/O&M | Pending
2c04cd7b-491c-40f9-a50b-0cd87dbf9008 | Smoke Detector L01-001 | IfcSensor | LOI_Manufacturer | manufacturer_data.warranty_start_date | 2026-06-01 | text |  | JSON/COBie/IFC | Conditional | assets[].manufacturer_data.warranty_start_date | BIM/MEP/O&M | Pending
2c04cd7b-491c-40f9-a50b-0cd87dbf9008 | Smoke Detector L01-001 | IfcSensor | LOI_Manufacturer | manufacturer_data.warranty_end_date | 2028-06-01 | text |  | JSON/COBie/IFC | Conditional | assets[].manufacturer_data.warranty_end_date | BIM/MEP/O&M | Pending
2c04cd7b-491c-40f9-a50b-0cd87dbf9008 | Smoke Detector L01-001 | IfcSensor | LOI_Operation_Maintenance | operation_data.maintainable | TRUE | boolean |  | JSON/COBie/IFC | Conditional | assets[].operation_data.maintainable | BIM/MEP/O&M | Pending
2c04cd7b-491c-40f9-a50b-0cd87dbf9008 | Smoke Detector L01-001 | IfcSensor | LOI_Operation_Maintenance | operation_data.criticality | High | text |  | JSON/COBie/IFC | Yes | assets[].operation_data.criticality | BIM/MEP/O&M | Pending
2c04cd7b-491c-40f9-a50b-0cd87dbf9008 | Smoke Detector L01-001 | IfcSensor | LOI_Operation_Maintenance | operation_data.expected_life_years | 15 | number |  | JSON/COBie/IFC | Conditional | assets[].operation_data.expected_life_years | BIM/MEP/O&M | Pending
2c04cd7b-491c-40f9-a50b-0cd87dbf9008 | Smoke Detector L01-001 | IfcSensor | LOI_Operation_Maintenance | operation_data.maintenance_strategy | preventive_and_condition_based | text |  | JSON/COBie/IFC | Yes | assets[].operation_data.maintenance_strategy | BIM/MEP/O&M | Pending
2c04cd7b-491c-40f9-a50b-0cd87dbf9008 | Smoke Detector L01-001 | IfcSensor | LOI_Operation_Maintenance | operation_data.cmms_asset_id | CMMS-SMOKE-L01-001 | text |  | JSON/COBie/IFC | Yes | assets[].operation_data.cmms_asset_id | BIM/MEP/O&M | Pending
2c04cd7b-491c-40f9-a50b-0cd87dbf9008 | Smoke Detector L01-001 | IfcSensor | LOI_Operation_Maintenance | operation_data.spare_part_group | SPARE-DETECTOR | text |  | JSON/COBie/IFC | Conditional | assets[].operation_data.spare_part_group | BIM/MEP/O&M | Pending
2c04cd7b-491c-40f9-a50b-0cd87dbf9008 | Smoke Detector L01-001 | IfcSensor | LOI_Operation_Maintenance | operation_data.manual_url | https://example.com/om_manuals/SMOKE-L01-001.pdf | text |  | JSON/COBie/IFC | Conditional | assets[].operation_data.manual_url | BIM/MEP/O&M | Pending
2c04cd7b-491c-40f9-a50b-0cd87dbf9008 | Smoke Detector L01-001 | IfcSensor | DTP_Metadata | digital_twin.dt_entity_type | asset | text |  | JSON/COBie/IFC | Conditional | assets[].digital_twin.dt_entity_type | BIM/MEP/O&M | Pending
2c04cd7b-491c-40f9-a50b-0cd87dbf9008 | Smoke Detector L01-001 | IfcSensor | DTP_Metadata | digital_twin.state_source | BMS/IoT/CMMS | text |  | JSON/COBie/IFC | Conditional | assets[].digital_twin.state_source | BIM/MEP/O&M | Pending
2c04cd7b-491c-40f9-a50b-0cd87dbf9008 | Smoke Detector L01-001 | IfcSensor | DTP_Metadata | digital_twin.realtime_enabled | TRUE | boolean |  | JSON/COBie/IFC | Conditional | assets[].digital_twin.realtime_enabled | BIM/MEP/O&M | Pending
2c04cd7b-491c-40f9-a50b-0cd87dbf9008 | Smoke Detector L01-001 | IfcSensor | DTP_Metadata | digital_twin.history_enabled | TRUE | boolean |  | JSON/COBie/IFC | Conditional | assets[].digital_twin.history_enabled | BIM/MEP/O&M | Pending
2c04cd7b-491c-40f9-a50b-0cd87dbf9008 | Smoke Detector L01-001 | IfcSensor | DTP_Metadata | digital_twin.visual_selectable | TRUE | boolean |  | JSON/COBie/IFC | Conditional | assets[].digital_twin.visual_selectable | BIM/MEP/O&M | Pending
2c04cd7b-491c-40f9-a50b-0cd87dbf9008 | Smoke Detector L01-001 | IfcSensor | DTP_Metadata | digital_twin.visual_highlight_layer | LAYER-ASSET-FIRE-ALARM | text |  | JSON/COBie/IFC | Conditional | assets[].digital_twin.visual_highlight_layer | BIM/MEP/O&M | Pending
2c04cd7b-491c-40f9-a50b-0cd87dbf9008 | Smoke Detector L01-001 | IfcSensor | Asset_Metadata | tags[0] | fire_alarm | text |  | JSON/COBie/IFC | Conditional | assets[].tags[0] | BIM/MEP/O&M | Pending
2c04cd7b-491c-40f9-a50b-0cd87dbf9008 | Smoke Detector L01-001 | IfcSensor | Asset_Metadata | tags[1] | detector | text |  | JSON/COBie/IFC | Conditional | assets[].tags[1] | BIM/MEP/O&M | Pending
2c04cd7b-491c-40f9-a50b-0cd87dbf9008 | Smoke Detector L01-001 | IfcSensor | Asset_Metadata | tags[2] | smokedetector | text |  | JSON/COBie/IFC | Conditional | assets[].tags[2] | BIM/MEP/O&M | Pending
234df69b-989e-4ae3-9b59-176722505a16 | Sprinkler Zone Valve L01-001 | IfcValve | Asset_Metadata | asset_id | SPRINKLER-L01-001 | text |  | JSON/COBie/IFC | Yes | assets[].asset_id | BIM/MEP/O&M | Pending
234df69b-989e-4ae3-9b59-176722505a16 | Sprinkler Zone Valve L01-001 | IfcValve | Asset_Metadata | asset_name | Sprinkler Zone Valve L01-001 | text |  | JSON/COBie/IFC | Yes | assets[].asset_name | BIM/MEP/O&M | Pending
234df69b-989e-4ae3-9b59-176722505a16 | Sprinkler Zone Valve L01-001 | IfcValve | Asset_Metadata | asset_status | in_service | text |  | JSON/COBie/IFC | Conditional | assets[].asset_status | BIM/MEP/O&M | Pending
234df69b-989e-4ae3-9b59-176722505a16 | Sprinkler Zone Valve L01-001 | IfcValve | Asset_Metadata | system | Fire Fighting | text |  | JSON/COBie/IFC | Yes | assets[].system | BIM/MEP/O&M | Pending
234df69b-989e-4ae3-9b59-176722505a16 | Sprinkler Zone Valve L01-001 | IfcValve | Asset_Metadata | discipline | MEP | text |  | JSON/COBie/IFC | Conditional | assets[].discipline | BIM/MEP/O&M | Pending
234df69b-989e-4ae3-9b59-176722505a16 | Sprinkler Zone Valve L01-001 | IfcValve | Asset_Metadata | category | Valve | text |  | JSON/COBie/IFC | Conditional | assets[].category | BIM/MEP/O&M | Pending
234df69b-989e-4ae3-9b59-176722505a16 | Sprinkler Zone Valve L01-001 | IfcValve | Asset_Metadata | asset_type | SprinklerValve | text |  | JSON/COBie/IFC | Yes | assets[].asset_type | BIM/MEP/O&M | Pending
234df69b-989e-4ae3-9b59-176722505a16 | Sprinkler Zone Valve L01-001 | IfcValve | LOI_Classification | classification.uniclass_code | placeholder | text |  | JSON/COBie/IFC | Yes | assets[].classification.uniclass_code | BIM/MEP/O&M | Pending
234df69b-989e-4ae3-9b59-176722505a16 | Sprinkler Zone Valve L01-001 | IfcValve | LOI_Classification | classification.omniclass_code | placeholder | text |  | JSON/COBie/IFC | Yes | assets[].classification.omniclass_code | BIM/MEP/O&M | Pending
234df69b-989e-4ae3-9b59-176722505a16 | Sprinkler Zone Valve L01-001 | IfcValve | LOI_Classification | classification.local_classification | Fire Fighting/Valve/SprinklerValve | text |  | JSON/COBie/IFC | Conditional | assets[].classification.local_classification | BIM/MEP/O&M | Pending
234df69b-989e-4ae3-9b59-176722505a16 | Sprinkler Zone Valve L01-001 | IfcValve | LOI_Location | location.facility_id | FAC-OFFICE-TOWER-A | text |  | JSON/COBie/IFC | Conditional | assets[].location.facility_id | BIM/MEP/O&M | Pending
234df69b-989e-4ae3-9b59-176722505a16 | Sprinkler Zone Valve L01-001 | IfcValve | LOI_Location | location.floor_id | FL-L01 | text |  | JSON/COBie/IFC | Yes | assets[].location.floor_id | BIM/MEP/O&M | Pending
234df69b-989e-4ae3-9b59-176722505a16 | Sprinkler Zone Valve L01-001 | IfcValve | LOI_Location | location.space_id | SP-L01-LOBBY | text |  | JSON/COBie/IFC | Yes | assets[].location.space_id | BIM/MEP/O&M | Pending
234df69b-989e-4ae3-9b59-176722505a16 | Sprinkler Zone Valve L01-001 | IfcValve | LOI_Location | location.zone_id | ZONE-PUBLIC-L01 | text |  | JSON/COBie/IFC | Conditional | assets[].location.zone_id | BIM/MEP/O&M | Pending
234df69b-989e-4ae3-9b59-176722505a16 | Sprinkler Zone Valve L01-001 | IfcValve | IFC_Core | bim_mapping.ifc_guid | 234df69b-989e-4ae3-9b59-176722505a16 | text |  | JSON/COBie/IFC | Yes | assets[].bim_mapping.ifc_guid | BIM/MEP/O&M | Pending
234df69b-989e-4ae3-9b59-176722505a16 | Sprinkler Zone Valve L01-001 | IfcValve | IFC_Core | bim_mapping.ifc_entity | IfcValve | text |  | JSON/COBie/IFC | Conditional | assets[].bim_mapping.ifc_entity | BIM/MEP/O&M | Pending
234df69b-989e-4ae3-9b59-176722505a16 | Sprinkler Zone Valve L01-001 | IfcValve | IFC_Core | bim_mapping.ifc_name | Sprinkler Zone Valve L01-001 | text |  | JSON/COBie/IFC | Conditional | assets[].bim_mapping.ifc_name | BIM/MEP/O&M | Pending
234df69b-989e-4ae3-9b59-176722505a16 | Sprinkler Zone Valve L01-001 | IfcValve | IFC_Core | bim_mapping.source_model_id | IFC-MEP-001 | text |  | JSON/COBie/IFC | Conditional | assets[].bim_mapping.source_model_id | BIM/MEP/O&M | Pending
234df69b-989e-4ae3-9b59-176722505a16 | Sprinkler Zone Valve L01-001 | IfcValve | IFC_Core | bim_mapping.global_id_locked | TRUE | boolean |  | JSON/COBie/IFC | Conditional | assets[].bim_mapping.global_id_locked | BIM/MEP/O&M | Pending
234df69b-989e-4ae3-9b59-176722505a16 | Sprinkler Zone Valve L01-001 | IfcValve | Asset_Metadata | cobie_mapping.component_name | SPRINKLER-L01-001 | text |  | JSON/COBie/IFC | Conditional | assets[].cobie_mapping.component_name | BIM/MEP/O&M | Pending
234df69b-989e-4ae3-9b59-176722505a16 | Sprinkler Zone Valve L01-001 | IfcValve | Asset_Metadata | cobie_mapping.type_name | SprinklerValve | text |  | JSON/COBie/IFC | Conditional | assets[].cobie_mapping.type_name | BIM/MEP/O&M | Pending
234df69b-989e-4ae3-9b59-176722505a16 | Sprinkler Zone Valve L01-001 | IfcValve | Asset_Metadata | cobie_mapping.system_name | Fire Fighting | text |  | JSON/COBie/IFC | Conditional | assets[].cobie_mapping.system_name | BIM/MEP/O&M | Pending
234df69b-989e-4ae3-9b59-176722505a16 | Sprinkler Zone Valve L01-001 | IfcValve | Asset_Metadata | cobie_mapping.space_name | SP-L01-LOBBY | text |  | JSON/COBie/IFC | Conditional | assets[].cobie_mapping.space_name | BIM/MEP/O&M | Pending
234df69b-989e-4ae3-9b59-176722505a16 | Sprinkler Zone Valve L01-001 | IfcValve | LOI_Manufacturer | manufacturer_data.manufacturer | Generic Manufacturer | text |  | JSON/COBie/IFC | Yes | assets[].manufacturer_data.manufacturer | BIM/MEP/O&M | Pending
234df69b-989e-4ae3-9b59-176722505a16 | Sprinkler Zone Valve L01-001 | IfcValve | LOI_Manufacturer | manufacturer_data.model | Model-Placeholder | text |  | JSON/COBie/IFC | Yes | assets[].manufacturer_data.model | BIM/MEP/O&M | Pending
234df69b-989e-4ae3-9b59-176722505a16 | Sprinkler Zone Valve L01-001 | IfcValve | LOI_Manufacturer | manufacturer_data.serial_number | SN-SPRINKLER-L01-001 | text |  | JSON/COBie/IFC | Yes | assets[].manufacturer_data.serial_number | BIM/MEP/O&M | Pending
234df69b-989e-4ae3-9b59-176722505a16 | Sprinkler Zone Valve L01-001 | IfcValve | LOI_Manufacturer | manufacturer_data.installation_date | 2026-05-15 | text |  | JSON/COBie/IFC | Conditional | assets[].manufacturer_data.installation_date | BIM/MEP/O&M | Pending
234df69b-989e-4ae3-9b59-176722505a16 | Sprinkler Zone Valve L01-001 | IfcValve | LOI_Manufacturer | manufacturer_data.warranty_start_date | 2026-06-01 | text |  | JSON/COBie/IFC | Conditional | assets[].manufacturer_data.warranty_start_date | BIM/MEP/O&M | Pending
234df69b-989e-4ae3-9b59-176722505a16 | Sprinkler Zone Valve L01-001 | IfcValve | LOI_Manufacturer | manufacturer_data.warranty_end_date | 2028-06-01 | text |  | JSON/COBie/IFC | Conditional | assets[].manufacturer_data.warranty_end_date | BIM/MEP/O&M | Pending
234df69b-989e-4ae3-9b59-176722505a16 | Sprinkler Zone Valve L01-001 | IfcValve | LOI_Operation_Maintenance | operation_data.maintainable | TRUE | boolean |  | JSON/COBie/IFC | Conditional | assets[].operation_data.maintainable | BIM/MEP/O&M | Pending
234df69b-989e-4ae3-9b59-176722505a16 | Sprinkler Zone Valve L01-001 | IfcValve | LOI_Operation_Maintenance | operation_data.criticality | High | text |  | JSON/COBie/IFC | Yes | assets[].operation_data.criticality | BIM/MEP/O&M | Pending
234df69b-989e-4ae3-9b59-176722505a16 | Sprinkler Zone Valve L01-001 | IfcValve | LOI_Operation_Maintenance | operation_data.expected_life_years | 15 | number |  | JSON/COBie/IFC | Conditional | assets[].operation_data.expected_life_years | BIM/MEP/O&M | Pending
234df69b-989e-4ae3-9b59-176722505a16 | Sprinkler Zone Valve L01-001 | IfcValve | LOI_Operation_Maintenance | operation_data.maintenance_strategy | preventive_and_condition_based | text |  | JSON/COBie/IFC | Yes | assets[].operation_data.maintenance_strategy | BIM/MEP/O&M | Pending
234df69b-989e-4ae3-9b59-176722505a16 | Sprinkler Zone Valve L01-001 | IfcValve | LOI_Operation_Maintenance | operation_data.cmms_asset_id | CMMS-SPRINKLER-L01-001 | text |  | JSON/COBie/IFC | Yes | assets[].operation_data.cmms_asset_id | BIM/MEP/O&M | Pending
234df69b-989e-4ae3-9b59-176722505a16 | Sprinkler Zone Valve L01-001 | IfcValve | LOI_Operation_Maintenance | operation_data.spare_part_group | SPARE-VALVE | text |  | JSON/COBie/IFC | Conditional | assets[].operation_data.spare_part_group | BIM/MEP/O&M | Pending
234df69b-989e-4ae3-9b59-176722505a16 | Sprinkler Zone Valve L01-001 | IfcValve | LOI_Operation_Maintenance | operation_data.manual_url | https://example.com/om_manuals/SPRINKLER-L01-001.pdf | text |  | JSON/COBie/IFC | Conditional | assets[].operation_data.manual_url | BIM/MEP/O&M | Pending
234df69b-989e-4ae3-9b59-176722505a16 | Sprinkler Zone Valve L01-001 | IfcValve | DTP_Metadata | digital_twin.dt_entity_type | asset | text |  | JSON/COBie/IFC | Conditional | assets[].digital_twin.dt_entity_type | BIM/MEP/O&M | Pending
234df69b-989e-4ae3-9b59-176722505a16 | Sprinkler Zone Valve L01-001 | IfcValve | DTP_Metadata | digital_twin.state_source | BMS/IoT/CMMS | text |  | JSON/COBie/IFC | Conditional | assets[].digital_twin.state_source | BIM/MEP/O&M | Pending
234df69b-989e-4ae3-9b59-176722505a16 | Sprinkler Zone Valve L01-001 | IfcValve | DTP_Metadata | digital_twin.realtime_enabled | TRUE | boolean |  | JSON/COBie/IFC | Conditional | assets[].digital_twin.realtime_enabled | BIM/MEP/O&M | Pending
234df69b-989e-4ae3-9b59-176722505a16 | Sprinkler Zone Valve L01-001 | IfcValve | DTP_Metadata | digital_twin.history_enabled | TRUE | boolean |  | JSON/COBie/IFC | Conditional | assets[].digital_twin.history_enabled | BIM/MEP/O&M | Pending
234df69b-989e-4ae3-9b59-176722505a16 | Sprinkler Zone Valve L01-001 | IfcValve | DTP_Metadata | digital_twin.visual_selectable | TRUE | boolean |  | JSON/COBie/IFC | Conditional | assets[].digital_twin.visual_selectable | BIM/MEP/O&M | Pending
234df69b-989e-4ae3-9b59-176722505a16 | Sprinkler Zone Valve L01-001 | IfcValve | DTP_Metadata | digital_twin.visual_highlight_layer | LAYER-ASSET-FIRE-FIGHTING | text |  | JSON/COBie/IFC | Conditional | assets[].digital_twin.visual_highlight_layer | BIM/MEP/O&M | Pending
234df69b-989e-4ae3-9b59-176722505a16 | Sprinkler Zone Valve L01-001 | IfcValve | Asset_Metadata | tags[0] | fire_fighting | text |  | JSON/COBie/IFC | Conditional | assets[].tags[0] | BIM/MEP/O&M | Pending
234df69b-989e-4ae3-9b59-176722505a16 | Sprinkler Zone Valve L01-001 | IfcValve | Asset_Metadata | tags[1] | valve | text |  | JSON/COBie/IFC | Conditional | assets[].tags[1] | BIM/MEP/O&M | Pending
234df69b-989e-4ae3-9b59-176722505a16 | Sprinkler Zone Valve L01-001 | IfcValve | Asset_Metadata | tags[2] | sprinklervalve | text |  | JSON/COBie/IFC | Conditional | assets[].tags[2] | BIM/MEP/O&M | Pending
2f12543c-cd24-466d-8527-d0c7bc2efd92 | Smoke Detector L02-001 | IfcSensor | Asset_Metadata | asset_id | SMOKE-L02-001 | text |  | JSON/COBie/IFC | Yes | assets[].asset_id | BIM/MEP/O&M | Pending
2f12543c-cd24-466d-8527-d0c7bc2efd92 | Smoke Detector L02-001 | IfcSensor | Asset_Metadata | asset_name | Smoke Detector L02-001 | text |  | JSON/COBie/IFC | Yes | assets[].asset_name | BIM/MEP/O&M | Pending
2f12543c-cd24-466d-8527-d0c7bc2efd92 | Smoke Detector L02-001 | IfcSensor | Asset_Metadata | asset_status | in_service | text |  | JSON/COBie/IFC | Conditional | assets[].asset_status | BIM/MEP/O&M | Pending
2f12543c-cd24-466d-8527-d0c7bc2efd92 | Smoke Detector L02-001 | IfcSensor | Asset_Metadata | system | Fire Alarm | text |  | JSON/COBie/IFC | Yes | assets[].system | BIM/MEP/O&M | Pending
2f12543c-cd24-466d-8527-d0c7bc2efd92 | Smoke Detector L02-001 | IfcSensor | Asset_Metadata | discipline | MEP | text |  | JSON/COBie/IFC | Conditional | assets[].discipline | BIM/MEP/O&M | Pending
2f12543c-cd24-466d-8527-d0c7bc2efd92 | Smoke Detector L02-001 | IfcSensor | Asset_Metadata | category | Detector | text |  | JSON/COBie/IFC | Conditional | assets[].category | BIM/MEP/O&M | Pending
2f12543c-cd24-466d-8527-d0c7bc2efd92 | Smoke Detector L02-001 | IfcSensor | Asset_Metadata | asset_type | SmokeDetector | text |  | JSON/COBie/IFC | Yes | assets[].asset_type | BIM/MEP/O&M | Pending
2f12543c-cd24-466d-8527-d0c7bc2efd92 | Smoke Detector L02-001 | IfcSensor | LOI_Classification | classification.uniclass_code | placeholder | text |  | JSON/COBie/IFC | Yes | assets[].classification.uniclass_code | BIM/MEP/O&M | Pending
2f12543c-cd24-466d-8527-d0c7bc2efd92 | Smoke Detector L02-001 | IfcSensor | LOI_Classification | classification.omniclass_code | placeholder | text |  | JSON/COBie/IFC | Yes | assets[].classification.omniclass_code | BIM/MEP/O&M | Pending
2f12543c-cd24-466d-8527-d0c7bc2efd92 | Smoke Detector L02-001 | IfcSensor | LOI_Classification | classification.local_classification | Fire Alarm/Detector/SmokeDetector | text |  | JSON/COBie/IFC | Conditional | assets[].classification.local_classification | BIM/MEP/O&M | Pending
2f12543c-cd24-466d-8527-d0c7bc2efd92 | Smoke Detector L02-001 | IfcSensor | LOI_Location | location.facility_id | FAC-OFFICE-TOWER-A | text |  | JSON/COBie/IFC | Conditional | assets[].location.facility_id | BIM/MEP/O&M | Pending
2f12543c-cd24-466d-8527-d0c7bc2efd92 | Smoke Detector L02-001 | IfcSensor | LOI_Location | location.floor_id | FL-L02 | text |  | JSON/COBie/IFC | Yes | assets[].location.floor_id | BIM/MEP/O&M | Pending
2f12543c-cd24-466d-8527-d0c7bc2efd92 | Smoke Detector L02-001 | IfcSensor | LOI_Location | location.space_id | SP-L02-OFFICE-A | text |  | JSON/COBie/IFC | Yes | assets[].location.space_id | BIM/MEP/O&M | Pending
2f12543c-cd24-466d-8527-d0c7bc2efd92 | Smoke Detector L02-001 | IfcSensor | LOI_Location | location.zone_id | ZONE-OFFICE-L02 | text |  | JSON/COBie/IFC | Conditional | assets[].location.zone_id | BIM/MEP/O&M | Pending
2f12543c-cd24-466d-8527-d0c7bc2efd92 | Smoke Detector L02-001 | IfcSensor | IFC_Core | bim_mapping.ifc_guid | 2f12543c-cd24-466d-8527-d0c7bc2efd92 | text |  | JSON/COBie/IFC | Yes | assets[].bim_mapping.ifc_guid | BIM/MEP/O&M | Pending
2f12543c-cd24-466d-8527-d0c7bc2efd92 | Smoke Detector L02-001 | IfcSensor | IFC_Core | bim_mapping.ifc_entity | IfcSensor | text |  | JSON/COBie/IFC | Conditional | assets[].bim_mapping.ifc_entity | BIM/MEP/O&M | Pending
2f12543c-cd24-466d-8527-d0c7bc2efd92 | Smoke Detector L02-001 | IfcSensor | IFC_Core | bim_mapping.ifc_name | Smoke Detector L02-001 | text |  | JSON/COBie/IFC | Conditional | assets[].bim_mapping.ifc_name | BIM/MEP/O&M | Pending
2f12543c-cd24-466d-8527-d0c7bc2efd92 | Smoke Detector L02-001 | IfcSensor | IFC_Core | bim_mapping.source_model_id | IFC-MEP-001 | text |  | JSON/COBie/IFC | Conditional | assets[].bim_mapping.source_model_id | BIM/MEP/O&M | Pending
2f12543c-cd24-466d-8527-d0c7bc2efd92 | Smoke Detector L02-001 | IfcSensor | IFC_Core | bim_mapping.global_id_locked | TRUE | boolean |  | JSON/COBie/IFC | Conditional | assets[].bim_mapping.global_id_locked | BIM/MEP/O&M | Pending
2f12543c-cd24-466d-8527-d0c7bc2efd92 | Smoke Detector L02-001 | IfcSensor | Asset_Metadata | cobie_mapping.component_name | SMOKE-L02-001 | text |  | JSON/COBie/IFC | Conditional | assets[].cobie_mapping.component_name | BIM/MEP/O&M | Pending
2f12543c-cd24-466d-8527-d0c7bc2efd92 | Smoke Detector L02-001 | IfcSensor | Asset_Metadata | cobie_mapping.type_name | SmokeDetector | text |  | JSON/COBie/IFC | Conditional | assets[].cobie_mapping.type_name | BIM/MEP/O&M | Pending
2f12543c-cd24-466d-8527-d0c7bc2efd92 | Smoke Detector L02-001 | IfcSensor | Asset_Metadata | cobie_mapping.system_name | Fire Alarm | text |  | JSON/COBie/IFC | Conditional | assets[].cobie_mapping.system_name | BIM/MEP/O&M | Pending
2f12543c-cd24-466d-8527-d0c7bc2efd92 | Smoke Detector L02-001 | IfcSensor | Asset_Metadata | cobie_mapping.space_name | SP-L02-OFFICE-A | text |  | JSON/COBie/IFC | Conditional | assets[].cobie_mapping.space_name | BIM/MEP/O&M | Pending
2f12543c-cd24-466d-8527-d0c7bc2efd92 | Smoke Detector L02-001 | IfcSensor | LOI_Manufacturer | manufacturer_data.manufacturer | Generic Manufacturer | text |  | JSON/COBie/IFC | Yes | assets[].manufacturer_data.manufacturer | BIM/MEP/O&M | Pending
2f12543c-cd24-466d-8527-d0c7bc2efd92 | Smoke Detector L02-001 | IfcSensor | LOI_Manufacturer | manufacturer_data.model | Model-Placeholder | text |  | JSON/COBie/IFC | Yes | assets[].manufacturer_data.model | BIM/MEP/O&M | Pending
2f12543c-cd24-466d-8527-d0c7bc2efd92 | Smoke Detector L02-001 | IfcSensor | LOI_Manufacturer | manufacturer_data.serial_number | SN-SMOKE-L02-001 | text |  | JSON/COBie/IFC | Yes | assets[].manufacturer_data.serial_number | BIM/MEP/O&M | Pending
2f12543c-cd24-466d-8527-d0c7bc2efd92 | Smoke Detector L02-001 | IfcSensor | LOI_Manufacturer | manufacturer_data.installation_date | 2026-05-15 | text |  | JSON/COBie/IFC | Conditional | assets[].manufacturer_data.installation_date | BIM/MEP/O&M | Pending
2f12543c-cd24-466d-8527-d0c7bc2efd92 | Smoke Detector L02-001 | IfcSensor | LOI_Manufacturer | manufacturer_data.warranty_start_date | 2026-06-01 | text |  | JSON/COBie/IFC | Conditional | assets[].manufacturer_data.warranty_start_date | BIM/MEP/O&M | Pending
2f12543c-cd24-466d-8527-d0c7bc2efd92 | Smoke Detector L02-001 | IfcSensor | LOI_Manufacturer | manufacturer_data.warranty_end_date | 2028-06-01 | text |  | JSON/COBie/IFC | Conditional | assets[].manufacturer_data.warranty_end_date | BIM/MEP/O&M | Pending
2f12543c-cd24-466d-8527-d0c7bc2efd92 | Smoke Detector L02-001 | IfcSensor | LOI_Operation_Maintenance | operation_data.maintainable | TRUE | boolean |  | JSON/COBie/IFC | Conditional | assets[].operation_data.maintainable | BIM/MEP/O&M | Pending
2f12543c-cd24-466d-8527-d0c7bc2efd92 | Smoke Detector L02-001 | IfcSensor | LOI_Operation_Maintenance | operation_data.criticality | High | text |  | JSON/COBie/IFC | Yes | assets[].operation_data.criticality | BIM/MEP/O&M | Pending
2f12543c-cd24-466d-8527-d0c7bc2efd92 | Smoke Detector L02-001 | IfcSensor | LOI_Operation_Maintenance | operation_data.expected_life_years | 15 | number |  | JSON/COBie/IFC | Conditional | assets[].operation_data.expected_life_years | BIM/MEP/O&M | Pending
2f12543c-cd24-466d-8527-d0c7bc2efd92 | Smoke Detector L02-001 | IfcSensor | LOI_Operation_Maintenance | operation_data.maintenance_strategy | preventive_and_condition_based | text |  | JSON/COBie/IFC | Yes | assets[].operation_data.maintenance_strategy | BIM/MEP/O&M | Pending
2f12543c-cd24-466d-8527-d0c7bc2efd92 | Smoke Detector L02-001 | IfcSensor | LOI_Operation_Maintenance | operation_data.cmms_asset_id | CMMS-SMOKE-L02-001 | text |  | JSON/COBie/IFC | Yes | assets[].operation_data.cmms_asset_id | BIM/MEP/O&M | Pending
2f12543c-cd24-466d-8527-d0c7bc2efd92 | Smoke Detector L02-001 | IfcSensor | LOI_Operation_Maintenance | operation_data.spare_part_group | SPARE-DETECTOR | text |  | JSON/COBie/IFC | Conditional | assets[].operation_data.spare_part_group | BIM/MEP/O&M | Pending
2f12543c-cd24-466d-8527-d0c7bc2efd92 | Smoke Detector L02-001 | IfcSensor | LOI_Operation_Maintenance | operation_data.manual_url | https://example.com/om_manuals/SMOKE-L02-001.pdf | text |  | JSON/COBie/IFC | Conditional | assets[].operation_data.manual_url | BIM/MEP/O&M | Pending
2f12543c-cd24-466d-8527-d0c7bc2efd92 | Smoke Detector L02-001 | IfcSensor | DTP_Metadata | digital_twin.dt_entity_type | asset | text |  | JSON/COBie/IFC | Conditional | assets[].digital_twin.dt_entity_type | BIM/MEP/O&M | Pending
2f12543c-cd24-466d-8527-d0c7bc2efd92 | Smoke Detector L02-001 | IfcSensor | DTP_Metadata | digital_twin.state_source | BMS/IoT/CMMS | text |  | JSON/COBie/IFC | Conditional | assets[].digital_twin.state_source | BIM/MEP/O&M | Pending
2f12543c-cd24-466d-8527-d0c7bc2efd92 | Smoke Detector L02-001 | IfcSensor | DTP_Metadata | digital_twin.realtime_enabled | TRUE | boolean |  | JSON/COBie/IFC | Conditional | assets[].digital_twin.realtime_enabled | BIM/MEP/O&M | Pending
2f12543c-cd24-466d-8527-d0c7bc2efd92 | Smoke Detector L02-001 | IfcSensor | DTP_Metadata | digital_twin.history_enabled | TRUE | boolean |  | JSON/COBie/IFC | Conditional | assets[].digital_twin.history_enabled | BIM/MEP/O&M | Pending
2f12543c-cd24-466d-8527-d0c7bc2efd92 | Smoke Detector L02-001 | IfcSensor | DTP_Metadata | digital_twin.visual_selectable | TRUE | boolean |  | JSON/COBie/IFC | Conditional | assets[].digital_twin.visual_selectable | BIM/MEP/O&M | Pending
2f12543c-cd24-466d-8527-d0c7bc2efd92 | Smoke Detector L02-001 | IfcSensor | DTP_Metadata | digital_twin.visual_highlight_layer | LAYER-ASSET-FIRE-ALARM | text |  | JSON/COBie/IFC | Conditional | assets[].digital_twin.visual_highlight_layer | BIM/MEP/O&M | Pending
2f12543c-cd24-466d-8527-d0c7bc2efd92 | Smoke Detector L02-001 | IfcSensor | Asset_Metadata | tags[0] | fire_alarm | text |  | JSON/COBie/IFC | Conditional | assets[].tags[0] | BIM/MEP/O&M | Pending
2f12543c-cd24-466d-8527-d0c7bc2efd92 | Smoke Detector L02-001 | IfcSensor | Asset_Metadata | tags[1] | detector | text |  | JSON/COBie/IFC | Conditional | assets[].tags[1] | BIM/MEP/O&M | Pending
2f12543c-cd24-466d-8527-d0c7bc2efd92 | Smoke Detector L02-001 | IfcSensor | Asset_Metadata | tags[2] | smokedetector | text |  | JSON/COBie/IFC | Conditional | assets[].tags[2] | BIM/MEP/O&M | Pending
0dfdd687-af51-40be-9965-c66edde933a3 | Sprinkler Zone Valve L02-001 | IfcValve | Asset_Metadata | asset_id | SPRINKLER-L02-001 | text |  | JSON/COBie/IFC | Yes | assets[].asset_id | BIM/MEP/O&M | Pending
0dfdd687-af51-40be-9965-c66edde933a3 | Sprinkler Zone Valve L02-001 | IfcValve | Asset_Metadata | asset_name | Sprinkler Zone Valve L02-001 | text |  | JSON/COBie/IFC | Yes | assets[].asset_name | BIM/MEP/O&M | Pending
0dfdd687-af51-40be-9965-c66edde933a3 | Sprinkler Zone Valve L02-001 | IfcValve | Asset_Metadata | asset_status | in_service | text |  | JSON/COBie/IFC | Conditional | assets[].asset_status | BIM/MEP/O&M | Pending
0dfdd687-af51-40be-9965-c66edde933a3 | Sprinkler Zone Valve L02-001 | IfcValve | Asset_Metadata | system | Fire Fighting | text |  | JSON/COBie/IFC | Yes | assets[].system | BIM/MEP/O&M | Pending
0dfdd687-af51-40be-9965-c66edde933a3 | Sprinkler Zone Valve L02-001 | IfcValve | Asset_Metadata | discipline | MEP | text |  | JSON/COBie/IFC | Conditional | assets[].discipline | BIM/MEP/O&M | Pending
0dfdd687-af51-40be-9965-c66edde933a3 | Sprinkler Zone Valve L02-001 | IfcValve | Asset_Metadata | category | Valve | text |  | JSON/COBie/IFC | Conditional | assets[].category | BIM/MEP/O&M | Pending
0dfdd687-af51-40be-9965-c66edde933a3 | Sprinkler Zone Valve L02-001 | IfcValve | Asset_Metadata | asset_type | SprinklerValve | text |  | JSON/COBie/IFC | Yes | assets[].asset_type | BIM/MEP/O&M | Pending
0dfdd687-af51-40be-9965-c66edde933a3 | Sprinkler Zone Valve L02-001 | IfcValve | LOI_Classification | classification.uniclass_code | placeholder | text |  | JSON/COBie/IFC | Yes | assets[].classification.uniclass_code | BIM/MEP/O&M | Pending
0dfdd687-af51-40be-9965-c66edde933a3 | Sprinkler Zone Valve L02-001 | IfcValve | LOI_Classification | classification.omniclass_code | placeholder | text |  | JSON/COBie/IFC | Yes | assets[].classification.omniclass_code | BIM/MEP/O&M | Pending
0dfdd687-af51-40be-9965-c66edde933a3 | Sprinkler Zone Valve L02-001 | IfcValve | LOI_Classification | classification.local_classification | Fire Fighting/Valve/SprinklerValve | text |  | JSON/COBie/IFC | Conditional | assets[].classification.local_classification | BIM/MEP/O&M | Pending
0dfdd687-af51-40be-9965-c66edde933a3 | Sprinkler Zone Valve L02-001 | IfcValve | LOI_Location | location.facility_id | FAC-OFFICE-TOWER-A | text |  | JSON/COBie/IFC | Conditional | assets[].location.facility_id | BIM/MEP/O&M | Pending
0dfdd687-af51-40be-9965-c66edde933a3 | Sprinkler Zone Valve L02-001 | IfcValve | LOI_Location | location.floor_id | FL-L02 | text |  | JSON/COBie/IFC | Yes | assets[].location.floor_id | BIM/MEP/O&M | Pending
0dfdd687-af51-40be-9965-c66edde933a3 | Sprinkler Zone Valve L02-001 | IfcValve | LOI_Location | location.space_id | SP-L02-OFFICE-A | text |  | JSON/COBie/IFC | Yes | assets[].location.space_id | BIM/MEP/O&M | Pending
0dfdd687-af51-40be-9965-c66edde933a3 | Sprinkler Zone Valve L02-001 | IfcValve | LOI_Location | location.zone_id | ZONE-OFFICE-L02 | text |  | JSON/COBie/IFC | Conditional | assets[].location.zone_id | BIM/MEP/O&M | Pending
0dfdd687-af51-40be-9965-c66edde933a3 | Sprinkler Zone Valve L02-001 | IfcValve | IFC_Core | bim_mapping.ifc_guid | 0dfdd687-af51-40be-9965-c66edde933a3 | text |  | JSON/COBie/IFC | Yes | assets[].bim_mapping.ifc_guid | BIM/MEP/O&M | Pending
0dfdd687-af51-40be-9965-c66edde933a3 | Sprinkler Zone Valve L02-001 | IfcValve | IFC_Core | bim_mapping.ifc_entity | IfcValve | text |  | JSON/COBie/IFC | Conditional | assets[].bim_mapping.ifc_entity | BIM/MEP/O&M | Pending
0dfdd687-af51-40be-9965-c66edde933a3 | Sprinkler Zone Valve L02-001 | IfcValve | IFC_Core | bim_mapping.ifc_name | Sprinkler Zone Valve L02-001 | text |  | JSON/COBie/IFC | Conditional | assets[].bim_mapping.ifc_name | BIM/MEP/O&M | Pending
0dfdd687-af51-40be-9965-c66edde933a3 | Sprinkler Zone Valve L02-001 | IfcValve | IFC_Core | bim_mapping.source_model_id | IFC-MEP-001 | text |  | JSON/COBie/IFC | Conditional | assets[].bim_mapping.source_model_id | BIM/MEP/O&M | Pending
0dfdd687-af51-40be-9965-c66edde933a3 | Sprinkler Zone Valve L02-001 | IfcValve | IFC_Core | bim_mapping.global_id_locked | TRUE | boolean |  | JSON/COBie/IFC | Conditional | assets[].bim_mapping.global_id_locked | BIM/MEP/O&M | Pending
0dfdd687-af51-40be-9965-c66edde933a3 | Sprinkler Zone Valve L02-001 | IfcValve | Asset_Metadata | cobie_mapping.component_name | SPRINKLER-L02-001 | text |  | JSON/COBie/IFC | Conditional | assets[].cobie_mapping.component_name | BIM/MEP/O&M | Pending
0dfdd687-af51-40be-9965-c66edde933a3 | Sprinkler Zone Valve L02-001 | IfcValve | Asset_Metadata | cobie_mapping.type_name | SprinklerValve | text |  | JSON/COBie/IFC | Conditional | assets[].cobie_mapping.type_name | BIM/MEP/O&M | Pending
0dfdd687-af51-40be-9965-c66edde933a3 | Sprinkler Zone Valve L02-001 | IfcValve | Asset_Metadata | cobie_mapping.system_name | Fire Fighting | text |  | JSON/COBie/IFC | Conditional | assets[].cobie_mapping.system_name | BIM/MEP/O&M | Pending
0dfdd687-af51-40be-9965-c66edde933a3 | Sprinkler Zone Valve L02-001 | IfcValve | Asset_Metadata | cobie_mapping.space_name | SP-L02-OFFICE-A | text |  | JSON/COBie/IFC | Conditional | assets[].cobie_mapping.space_name | BIM/MEP/O&M | Pending
0dfdd687-af51-40be-9965-c66edde933a3 | Sprinkler Zone Valve L02-001 | IfcValve | LOI_Manufacturer | manufacturer_data.manufacturer | Generic Manufacturer | text |  | JSON/COBie/IFC | Yes | assets[].manufacturer_data.manufacturer | BIM/MEP/O&M | Pending
0dfdd687-af51-40be-9965-c66edde933a3 | Sprinkler Zone Valve L02-001 | IfcValve | LOI_Manufacturer | manufacturer_data.model | Model-Placeholder | text |  | JSON/COBie/IFC | Yes | assets[].manufacturer_data.model | BIM/MEP/O&M | Pending
0dfdd687-af51-40be-9965-c66edde933a3 | Sprinkler Zone Valve L02-001 | IfcValve | LOI_Manufacturer | manufacturer_data.serial_number | SN-SPRINKLER-L02-001 | text |  | JSON/COBie/IFC | Yes | assets[].manufacturer_data.serial_number | BIM/MEP/O&M | Pending
0dfdd687-af51-40be-9965-c66edde933a3 | Sprinkler Zone Valve L02-001 | IfcValve | LOI_Manufacturer | manufacturer_data.installation_date | 2026-05-15 | text |  | JSON/COBie/IFC | Conditional | assets[].manufacturer_data.installation_date | BIM/MEP/O&M | Pending
0dfdd687-af51-40be-9965-c66edde933a3 | Sprinkler Zone Valve L02-001 | IfcValve | LOI_Manufacturer | manufacturer_data.warranty_start_date | 2026-06-01 | text |  | JSON/COBie/IFC | Conditional | assets[].manufacturer_data.warranty_start_date | BIM/MEP/O&M | Pending
0dfdd687-af51-40be-9965-c66edde933a3 | Sprinkler Zone Valve L02-001 | IfcValve | LOI_Manufacturer | manufacturer_data.warranty_end_date | 2028-06-01 | text |  | JSON/COBie/IFC | Conditional | assets[].manufacturer_data.warranty_end_date | BIM/MEP/O&M | Pending
0dfdd687-af51-40be-9965-c66edde933a3 | Sprinkler Zone Valve L02-001 | IfcValve | LOI_Operation_Maintenance | operation_data.maintainable | TRUE | boolean |  | JSON/COBie/IFC | Conditional | assets[].operation_data.maintainable | BIM/MEP/O&M | Pending
0dfdd687-af51-40be-9965-c66edde933a3 | Sprinkler Zone Valve L02-001 | IfcValve | LOI_Operation_Maintenance | operation_data.criticality | High | text |  | JSON/COBie/IFC | Yes | assets[].operation_data.criticality | BIM/MEP/O&M | Pending
0dfdd687-af51-40be-9965-c66edde933a3 | Sprinkler Zone Valve L02-001 | IfcValve | LOI_Operation_Maintenance | operation_data.expected_life_years | 15 | number |  | JSON/COBie/IFC | Conditional | assets[].operation_data.expected_life_years | BIM/MEP/O&M | Pending
0dfdd687-af51-40be-9965-c66edde933a3 | Sprinkler Zone Valve L02-001 | IfcValve | LOI_Operation_Maintenance | operation_data.maintenance_strategy | preventive_and_condition_based | text |  | JSON/COBie/IFC | Yes | assets[].operation_data.maintenance_strategy | BIM/MEP/O&M | Pending
0dfdd687-af51-40be-9965-c66edde933a3 | Sprinkler Zone Valve L02-001 | IfcValve | LOI_Operation_Maintenance | operation_data.cmms_asset_id | CMMS-SPRINKLER-L02-001 | text |  | JSON/COBie/IFC | Yes | assets[].operation_data.cmms_asset_id | BIM/MEP/O&M | Pending
0dfdd687-af51-40be-9965-c66edde933a3 | Sprinkler Zone Valve L02-001 | IfcValve | LOI_Operation_Maintenance | operation_data.spare_part_group | SPARE-VALVE | text |  | JSON/COBie/IFC | Conditional | assets[].operation_data.spare_part_group | BIM/MEP/O&M | Pending
0dfdd687-af51-40be-9965-c66edde933a3 | Sprinkler Zone Valve L02-001 | IfcValve | LOI_Operation_Maintenance | operation_data.manual_url | https://example.com/om_manuals/SPRINKLER-L02-001.pdf | text |  | JSON/COBie/IFC | Conditional | assets[].operation_data.manual_url | BIM/MEP/O&M | Pending
0dfdd687-af51-40be-9965-c66edde933a3 | Sprinkler Zone Valve L02-001 | IfcValve | DTP_Metadata | digital_twin.dt_entity_type | asset | text |  | JSON/COBie/IFC | Conditional | assets[].digital_twin.dt_entity_type | BIM/MEP/O&M | Pending
0dfdd687-af51-40be-9965-c66edde933a3 | Sprinkler Zone Valve L02-001 | IfcValve | DTP_Metadata | digital_twin.state_source | BMS/IoT/CMMS | text |  | JSON/COBie/IFC | Conditional | assets[].digital_twin.state_source | BIM/MEP/O&M | Pending
0dfdd687-af51-40be-9965-c66edde933a3 | Sprinkler Zone Valve L02-001 | IfcValve | DTP_Metadata | digital_twin.realtime_enabled | TRUE | boolean |  | JSON/COBie/IFC | Conditional | assets[].digital_twin.realtime_enabled | BIM/MEP/O&M | Pending
0dfdd687-af51-40be-9965-c66edde933a3 | Sprinkler Zone Valve L02-001 | IfcValve | DTP_Metadata | digital_twin.history_enabled | TRUE | boolean |  | JSON/COBie/IFC | Conditional | assets[].digital_twin.history_enabled | BIM/MEP/O&M | Pending
0dfdd687-af51-40be-9965-c66edde933a3 | Sprinkler Zone Valve L02-001 | IfcValve | DTP_Metadata | digital_twin.visual_selectable | TRUE | boolean |  | JSON/COBie/IFC | Conditional | assets[].digital_twin.visual_selectable | BIM/MEP/O&M | Pending
0dfdd687-af51-40be-9965-c66edde933a3 | Sprinkler Zone Valve L02-001 | IfcValve | DTP_Metadata | digital_twin.visual_highlight_layer | LAYER-ASSET-FIRE-FIGHTING | text |  | JSON/COBie/IFC | Conditional | assets[].digital_twin.visual_highlight_layer | BIM/MEP/O&M | Pending
0dfdd687-af51-40be-9965-c66edde933a3 | Sprinkler Zone Valve L02-001 | IfcValve | Asset_Metadata | tags[0] | fire_fighting | text |  | JSON/COBie/IFC | Conditional | assets[].tags[0] | BIM/MEP/O&M | Pending
0dfdd687-af51-40be-9965-c66edde933a3 | Sprinkler Zone Valve L02-001 | IfcValve | Asset_Metadata | tags[1] | valve | text |  | JSON/COBie/IFC | Conditional | assets[].tags[1] | BIM/MEP/O&M | Pending
0dfdd687-af51-40be-9965-c66edde933a3 | Sprinkler Zone Valve L02-001 | IfcValve | Asset_Metadata | tags[2] | sprinklervalve | text |  | JSON/COBie/IFC | Conditional | assets[].tags[2] | BIM/MEP/O&M | Pending
292386e8-bd06-41ea-a82f-d785afca003b | Smoke Detector L05-001 | IfcSensor | Asset_Metadata | asset_id | SMOKE-L05-001 | text |  | JSON/COBie/IFC | Yes | assets[].asset_id | BIM/MEP/O&M | Pending
292386e8-bd06-41ea-a82f-d785afca003b | Smoke Detector L05-001 | IfcSensor | Asset_Metadata | asset_name | Smoke Detector L05-001 | text |  | JSON/COBie/IFC | Yes | assets[].asset_name | BIM/MEP/O&M | Pending
292386e8-bd06-41ea-a82f-d785afca003b | Smoke Detector L05-001 | IfcSensor | Asset_Metadata | asset_status | in_service | text |  | JSON/COBie/IFC | Conditional | assets[].asset_status | BIM/MEP/O&M | Pending
292386e8-bd06-41ea-a82f-d785afca003b | Smoke Detector L05-001 | IfcSensor | Asset_Metadata | system | Fire Alarm | text |  | JSON/COBie/IFC | Yes | assets[].system | BIM/MEP/O&M | Pending
292386e8-bd06-41ea-a82f-d785afca003b | Smoke Detector L05-001 | IfcSensor | Asset_Metadata | discipline | MEP | text |  | JSON/COBie/IFC | Conditional | assets[].discipline | BIM/MEP/O&M | Pending
292386e8-bd06-41ea-a82f-d785afca003b | Smoke Detector L05-001 | IfcSensor | Asset_Metadata | category | Detector | text |  | JSON/COBie/IFC | Conditional | assets[].category | BIM/MEP/O&M | Pending
292386e8-bd06-41ea-a82f-d785afca003b | Smoke Detector L05-001 | IfcSensor | Asset_Metadata | asset_type | SmokeDetector | text |  | JSON/COBie/IFC | Yes | assets[].asset_type | BIM/MEP/O&M | Pending
292386e8-bd06-41ea-a82f-d785afca003b | Smoke Detector L05-001 | IfcSensor | LOI_Classification | classification.uniclass_code | placeholder | text |  | JSON/COBie/IFC | Yes | assets[].classification.uniclass_code | BIM/MEP/O&M | Pending
292386e8-bd06-41ea-a82f-d785afca003b | Smoke Detector L05-001 | IfcSensor | LOI_Classification | classification.omniclass_code | placeholder | text |  | JSON/COBie/IFC | Yes | assets[].classification.omniclass_code | BIM/MEP/O&M | Pending
292386e8-bd06-41ea-a82f-d785afca003b | Smoke Detector L05-001 | IfcSensor | LOI_Classification | classification.local_classification | Fire Alarm/Detector/SmokeDetector | text |  | JSON/COBie/IFC | Conditional | assets[].classification.local_classification | BIM/MEP/O&M | Pending
292386e8-bd06-41ea-a82f-d785afca003b | Smoke Detector L05-001 | IfcSensor | LOI_Location | location.facility_id | FAC-OFFICE-TOWER-A | text |  | JSON/COBie/IFC | Conditional | assets[].location.facility_id | BIM/MEP/O&M | Pending
292386e8-bd06-41ea-a82f-d785afca003b | Smoke Detector L05-001 | IfcSensor | LOI_Location | location.floor_id | FL-L05 | text |  | JSON/COBie/IFC | Yes | assets[].location.floor_id | BIM/MEP/O&M | Pending
292386e8-bd06-41ea-a82f-d785afca003b | Smoke Detector L05-001 | IfcSensor | LOI_Location | location.space_id | SP-L05-OFFICE-A | text |  | JSON/COBie/IFC | Yes | assets[].location.space_id | BIM/MEP/O&M | Pending
292386e8-bd06-41ea-a82f-d785afca003b | Smoke Detector L05-001 | IfcSensor | LOI_Location | location.zone_id | ZONE-OFFICE-L05 | text |  | JSON/COBie/IFC | Conditional | assets[].location.zone_id | BIM/MEP/O&M | Pending
292386e8-bd06-41ea-a82f-d785afca003b | Smoke Detector L05-001 | IfcSensor | IFC_Core | bim_mapping.ifc_guid | 292386e8-bd06-41ea-a82f-d785afca003b | text |  | JSON/COBie/IFC | Yes | assets[].bim_mapping.ifc_guid | BIM/MEP/O&M | Pending
292386e8-bd06-41ea-a82f-d785afca003b | Smoke Detector L05-001 | IfcSensor | IFC_Core | bim_mapping.ifc_entity | IfcSensor | text |  | JSON/COBie/IFC | Conditional | assets[].bim_mapping.ifc_entity | BIM/MEP/O&M | Pending
292386e8-bd06-41ea-a82f-d785afca003b | Smoke Detector L05-001 | IfcSensor | IFC_Core | bim_mapping.ifc_name | Smoke Detector L05-001 | text |  | JSON/COBie/IFC | Conditional | assets[].bim_mapping.ifc_name | BIM/MEP/O&M | Pending
292386e8-bd06-41ea-a82f-d785afca003b | Smoke Detector L05-001 | IfcSensor | IFC_Core | bim_mapping.source_model_id | IFC-MEP-001 | text |  | JSON/COBie/IFC | Conditional | assets[].bim_mapping.source_model_id | BIM/MEP/O&M | Pending
292386e8-bd06-41ea-a82f-d785afca003b | Smoke Detector L05-001 | IfcSensor | IFC_Core | bim_mapping.global_id_locked | TRUE | boolean |  | JSON/COBie/IFC | Conditional | assets[].bim_mapping.global_id_locked | BIM/MEP/O&M | Pending
292386e8-bd06-41ea-a82f-d785afca003b | Smoke Detector L05-001 | IfcSensor | Asset_Metadata | cobie_mapping.component_name | SMOKE-L05-001 | text |  | JSON/COBie/IFC | Conditional | assets[].cobie_mapping.component_name | BIM/MEP/O&M | Pending
292386e8-bd06-41ea-a82f-d785afca003b | Smoke Detector L05-001 | IfcSensor | Asset_Metadata | cobie_mapping.type_name | SmokeDetector | text |  | JSON/COBie/IFC | Conditional | assets[].cobie_mapping.type_name | BIM/MEP/O&M | Pending
292386e8-bd06-41ea-a82f-d785afca003b | Smoke Detector L05-001 | IfcSensor | Asset_Metadata | cobie_mapping.system_name | Fire Alarm | text |  | JSON/COBie/IFC | Conditional | assets[].cobie_mapping.system_name | BIM/MEP/O&M | Pending
292386e8-bd06-41ea-a82f-d785afca003b | Smoke Detector L05-001 | IfcSensor | Asset_Metadata | cobie_mapping.space_name | SP-L05-OFFICE-A | text |  | JSON/COBie/IFC | Conditional | assets[].cobie_mapping.space_name | BIM/MEP/O&M | Pending
292386e8-bd06-41ea-a82f-d785afca003b | Smoke Detector L05-001 | IfcSensor | LOI_Manufacturer | manufacturer_data.manufacturer | Generic Manufacturer | text |  | JSON/COBie/IFC | Yes | assets[].manufacturer_data.manufacturer | BIM/MEP/O&M | Pending
292386e8-bd06-41ea-a82f-d785afca003b | Smoke Detector L05-001 | IfcSensor | LOI_Manufacturer | manufacturer_data.model | Model-Placeholder | text |  | JSON/COBie/IFC | Yes | assets[].manufacturer_data.model | BIM/MEP/O&M | Pending
292386e8-bd06-41ea-a82f-d785afca003b | Smoke Detector L05-001 | IfcSensor | LOI_Manufacturer | manufacturer_data.serial_number | SN-SMOKE-L05-001 | text |  | JSON/COBie/IFC | Yes | assets[].manufacturer_data.serial_number | BIM/MEP/O&M | Pending
292386e8-bd06-41ea-a82f-d785afca003b | Smoke Detector L05-001 | IfcSensor | LOI_Manufacturer | manufacturer_data.installation_date | 2026-05-15 | text |  | JSON/COBie/IFC | Conditional | assets[].manufacturer_data.installation_date | BIM/MEP/O&M | Pending
292386e8-bd06-41ea-a82f-d785afca003b | Smoke Detector L05-001 | IfcSensor | LOI_Manufacturer | manufacturer_data.warranty_start_date | 2026-06-01 | text |  | JSON/COBie/IFC | Conditional | assets[].manufacturer_data.warranty_start_date | BIM/MEP/O&M | Pending
292386e8-bd06-41ea-a82f-d785afca003b | Smoke Detector L05-001 | IfcSensor | LOI_Manufacturer | manufacturer_data.warranty_end_date | 2028-06-01 | text |  | JSON/COBie/IFC | Conditional | assets[].manufacturer_data.warranty_end_date | BIM/MEP/O&M | Pending
292386e8-bd06-41ea-a82f-d785afca003b | Smoke Detector L05-001 | IfcSensor | LOI_Operation_Maintenance | operation_data.maintainable | TRUE | boolean |  | JSON/COBie/IFC | Conditional | assets[].operation_data.maintainable | BIM/MEP/O&M | Pending
292386e8-bd06-41ea-a82f-d785afca003b | Smoke Detector L05-001 | IfcSensor | LOI_Operation_Maintenance | operation_data.criticality | High | text |  | JSON/COBie/IFC | Yes | assets[].operation_data.criticality | BIM/MEP/O&M | Pending
292386e8-bd06-41ea-a82f-d785afca003b | Smoke Detector L05-001 | IfcSensor | LOI_Operation_Maintenance | operation_data.expected_life_years | 15 | number |  | JSON/COBie/IFC | Conditional | assets[].operation_data.expected_life_years | BIM/MEP/O&M | Pending
292386e8-bd06-41ea-a82f-d785afca003b | Smoke Detector L05-001 | IfcSensor | LOI_Operation_Maintenance | operation_data.maintenance_strategy | preventive_and_condition_based | text |  | JSON/COBie/IFC | Yes | assets[].operation_data.maintenance_strategy | BIM/MEP/O&M | Pending
292386e8-bd06-41ea-a82f-d785afca003b | Smoke Detector L05-001 | IfcSensor | LOI_Operation_Maintenance | operation_data.cmms_asset_id | CMMS-SMOKE-L05-001 | text |  | JSON/COBie/IFC | Yes | assets[].operation_data.cmms_asset_id | BIM/MEP/O&M | Pending
292386e8-bd06-41ea-a82f-d785afca003b | Smoke Detector L05-001 | IfcSensor | LOI_Operation_Maintenance | operation_data.spare_part_group | SPARE-DETECTOR | text |  | JSON/COBie/IFC | Conditional | assets[].operation_data.spare_part_group | BIM/MEP/O&M | Pending
292386e8-bd06-41ea-a82f-d785afca003b | Smoke Detector L05-001 | IfcSensor | LOI_Operation_Maintenance | operation_data.manual_url | https://example.com/om_manuals/SMOKE-L05-001.pdf | text |  | JSON/COBie/IFC | Conditional | assets[].operation_data.manual_url | BIM/MEP/O&M | Pending
292386e8-bd06-41ea-a82f-d785afca003b | Smoke Detector L05-001 | IfcSensor | DTP_Metadata | digital_twin.dt_entity_type | asset | text |  | JSON/COBie/IFC | Conditional | assets[].digital_twin.dt_entity_type | BIM/MEP/O&M | Pending
292386e8-bd06-41ea-a82f-d785afca003b | Smoke Detector L05-001 | IfcSensor | DTP_Metadata | digital_twin.state_source | BMS/IoT/CMMS | text |  | JSON/COBie/IFC | Conditional | assets[].digital_twin.state_source | BIM/MEP/O&M | Pending
292386e8-bd06-41ea-a82f-d785afca003b | Smoke Detector L05-001 | IfcSensor | DTP_Metadata | digital_twin.realtime_enabled | TRUE | boolean |  | JSON/COBie/IFC | Conditional | assets[].digital_twin.realtime_enabled | BIM/MEP/O&M | Pending
292386e8-bd06-41ea-a82f-d785afca003b | Smoke Detector L05-001 | IfcSensor | DTP_Metadata | digital_twin.history_enabled | TRUE | boolean |  | JSON/COBie/IFC | Conditional | assets[].digital_twin.history_enabled | BIM/MEP/O&M | Pending
292386e8-bd06-41ea-a82f-d785afca003b | Smoke Detector L05-001 | IfcSensor | DTP_Metadata | digital_twin.visual_selectable | TRUE | boolean |  | JSON/COBie/IFC | Conditional | assets[].digital_twin.visual_selectable | BIM/MEP/O&M | Pending
292386e8-bd06-41ea-a82f-d785afca003b | Smoke Detector L05-001 | IfcSensor | DTP_Metadata | digital_twin.visual_highlight_layer | LAYER-ASSET-FIRE-ALARM | text |  | JSON/COBie/IFC | Conditional | assets[].digital_twin.visual_highlight_layer | BIM/MEP/O&M | Pending
292386e8-bd06-41ea-a82f-d785afca003b | Smoke Detector L05-001 | IfcSensor | Asset_Metadata | tags[0] | fire_alarm | text |  | JSON/COBie/IFC | Conditional | assets[].tags[0] | BIM/MEP/O&M | Pending
292386e8-bd06-41ea-a82f-d785afca003b | Smoke Detector L05-001 | IfcSensor | Asset_Metadata | tags[1] | detector | text |  | JSON/COBie/IFC | Conditional | assets[].tags[1] | BIM/MEP/O&M | Pending
292386e8-bd06-41ea-a82f-d785afca003b | Smoke Detector L05-001 | IfcSensor | Asset_Metadata | tags[2] | smokedetector | text |  | JSON/COBie/IFC | Conditional | assets[].tags[2] | BIM/MEP/O&M | Pending
861a2a44-7af8-4ddb-887d-2611069ca668 | Sprinkler Zone Valve L05-001 | IfcValve | Asset_Metadata | asset_id | SPRINKLER-L05-001 | text |  | JSON/COBie/IFC | Yes | assets[].asset_id | BIM/MEP/O&M | Pending
861a2a44-7af8-4ddb-887d-2611069ca668 | Sprinkler Zone Valve L05-001 | IfcValve | Asset_Metadata | asset_name | Sprinkler Zone Valve L05-001 | text |  | JSON/COBie/IFC | Yes | assets[].asset_name | BIM/MEP/O&M | Pending
861a2a44-7af8-4ddb-887d-2611069ca668 | Sprinkler Zone Valve L05-001 | IfcValve | Asset_Metadata | asset_status | in_service | text |  | JSON/COBie/IFC | Conditional | assets[].asset_status | BIM/MEP/O&M | Pending
861a2a44-7af8-4ddb-887d-2611069ca668 | Sprinkler Zone Valve L05-001 | IfcValve | Asset_Metadata | system | Fire Fighting | text |  | JSON/COBie/IFC | Yes | assets[].system | BIM/MEP/O&M | Pending
861a2a44-7af8-4ddb-887d-2611069ca668 | Sprinkler Zone Valve L05-001 | IfcValve | Asset_Metadata | discipline | MEP | text |  | JSON/COBie/IFC | Conditional | assets[].discipline | BIM/MEP/O&M | Pending
861a2a44-7af8-4ddb-887d-2611069ca668 | Sprinkler Zone Valve L05-001 | IfcValve | Asset_Metadata | category | Valve | text |  | JSON/COBie/IFC | Conditional | assets[].category | BIM/MEP/O&M | Pending
861a2a44-7af8-4ddb-887d-2611069ca668 | Sprinkler Zone Valve L05-001 | IfcValve | Asset_Metadata | asset_type | SprinklerValve | text |  | JSON/COBie/IFC | Yes | assets[].asset_type | BIM/MEP/O&M | Pending
861a2a44-7af8-4ddb-887d-2611069ca668 | Sprinkler Zone Valve L05-001 | IfcValve | LOI_Classification | classification.uniclass_code | placeholder | text |  | JSON/COBie/IFC | Yes | assets[].classification.uniclass_code | BIM/MEP/O&M | Pending
861a2a44-7af8-4ddb-887d-2611069ca668 | Sprinkler Zone Valve L05-001 | IfcValve | LOI_Classification | classification.omniclass_code | placeholder | text |  | JSON/COBie/IFC | Yes | assets[].classification.omniclass_code | BIM/MEP/O&M | Pending
861a2a44-7af8-4ddb-887d-2611069ca668 | Sprinkler Zone Valve L05-001 | IfcValve | LOI_Classification | classification.local_classification | Fire Fighting/Valve/SprinklerValve | text |  | JSON/COBie/IFC | Conditional | assets[].classification.local_classification | BIM/MEP/O&M | Pending
861a2a44-7af8-4ddb-887d-2611069ca668 | Sprinkler Zone Valve L05-001 | IfcValve | LOI_Location | location.facility_id | FAC-OFFICE-TOWER-A | text |  | JSON/COBie/IFC | Conditional | assets[].location.facility_id | BIM/MEP/O&M | Pending
861a2a44-7af8-4ddb-887d-2611069ca668 | Sprinkler Zone Valve L05-001 | IfcValve | LOI_Location | location.floor_id | FL-L05 | text |  | JSON/COBie/IFC | Yes | assets[].location.floor_id | BIM/MEP/O&M | Pending
861a2a44-7af8-4ddb-887d-2611069ca668 | Sprinkler Zone Valve L05-001 | IfcValve | LOI_Location | location.space_id | SP-L05-OFFICE-A | text |  | JSON/COBie/IFC | Yes | assets[].location.space_id | BIM/MEP/O&M | Pending
861a2a44-7af8-4ddb-887d-2611069ca668 | Sprinkler Zone Valve L05-001 | IfcValve | LOI_Location | location.zone_id | ZONE-OFFICE-L05 | text |  | JSON/COBie/IFC | Conditional | assets[].location.zone_id | BIM/MEP/O&M | Pending
861a2a44-7af8-4ddb-887d-2611069ca668 | Sprinkler Zone Valve L05-001 | IfcValve | IFC_Core | bim_mapping.ifc_guid | 861a2a44-7af8-4ddb-887d-2611069ca668 | text |  | JSON/COBie/IFC | Yes | assets[].bim_mapping.ifc_guid | BIM/MEP/O&M | Pending
861a2a44-7af8-4ddb-887d-2611069ca668 | Sprinkler Zone Valve L05-001 | IfcValve | IFC_Core | bim_mapping.ifc_entity | IfcValve | text |  | JSON/COBie/IFC | Conditional | assets[].bim_mapping.ifc_entity | BIM/MEP/O&M | Pending
861a2a44-7af8-4ddb-887d-2611069ca668 | Sprinkler Zone Valve L05-001 | IfcValve | IFC_Core | bim_mapping.ifc_name | Sprinkler Zone Valve L05-001 | text |  | JSON/COBie/IFC | Conditional | assets[].bim_mapping.ifc_name | BIM/MEP/O&M | Pending
861a2a44-7af8-4ddb-887d-2611069ca668 | Sprinkler Zone Valve L05-001 | IfcValve | IFC_Core | bim_mapping.source_model_id | IFC-MEP-001 | text |  | JSON/COBie/IFC | Conditional | assets[].bim_mapping.source_model_id | BIM/MEP/O&M | Pending
861a2a44-7af8-4ddb-887d-2611069ca668 | Sprinkler Zone Valve L05-001 | IfcValve | IFC_Core | bim_mapping.global_id_locked | TRUE | boolean |  | JSON/COBie/IFC | Conditional | assets[].bim_mapping.global_id_locked | BIM/MEP/O&M | Pending
861a2a44-7af8-4ddb-887d-2611069ca668 | Sprinkler Zone Valve L05-001 | IfcValve | Asset_Metadata | cobie_mapping.component_name | SPRINKLER-L05-001 | text |  | JSON/COBie/IFC | Conditional | assets[].cobie_mapping.component_name | BIM/MEP/O&M | Pending
861a2a44-7af8-4ddb-887d-2611069ca668 | Sprinkler Zone Valve L05-001 | IfcValve | Asset_Metadata | cobie_mapping.type_name | SprinklerValve | text |  | JSON/COBie/IFC | Conditional | assets[].cobie_mapping.type_name | BIM/MEP/O&M | Pending
861a2a44-7af8-4ddb-887d-2611069ca668 | Sprinkler Zone Valve L05-001 | IfcValve | Asset_Metadata | cobie_mapping.system_name | Fire Fighting | text |  | JSON/COBie/IFC | Conditional | assets[].cobie_mapping.system_name | BIM/MEP/O&M | Pending
861a2a44-7af8-4ddb-887d-2611069ca668 | Sprinkler Zone Valve L05-001 | IfcValve | Asset_Metadata | cobie_mapping.space_name | SP-L05-OFFICE-A | text |  | JSON/COBie/IFC | Conditional | assets[].cobie_mapping.space_name | BIM/MEP/O&M | Pending
861a2a44-7af8-4ddb-887d-2611069ca668 | Sprinkler Zone Valve L05-001 | IfcValve | LOI_Manufacturer | manufacturer_data.manufacturer | Generic Manufacturer | text |  | JSON/COBie/IFC | Yes | assets[].manufacturer_data.manufacturer | BIM/MEP/O&M | Pending
861a2a44-7af8-4ddb-887d-2611069ca668 | Sprinkler Zone Valve L05-001 | IfcValve | LOI_Manufacturer | manufacturer_data.model | Model-Placeholder | text |  | JSON/COBie/IFC | Yes | assets[].manufacturer_data.model | BIM/MEP/O&M | Pending
861a2a44-7af8-4ddb-887d-2611069ca668 | Sprinkler Zone Valve L05-001 | IfcValve | LOI_Manufacturer | manufacturer_data.serial_number | SN-SPRINKLER-L05-001 | text |  | JSON/COBie/IFC | Yes | assets[].manufacturer_data.serial_number | BIM/MEP/O&M | Pending
861a2a44-7af8-4ddb-887d-2611069ca668 | Sprinkler Zone Valve L05-001 | IfcValve | LOI_Manufacturer | manufacturer_data.installation_date | 2026-05-15 | text |  | JSON/COBie/IFC | Conditional | assets[].manufacturer_data.installation_date | BIM/MEP/O&M | Pending
861a2a44-7af8-4ddb-887d-2611069ca668 | Sprinkler Zone Valve L05-001 | IfcValve | LOI_Manufacturer | manufacturer_data.warranty_start_date | 2026-06-01 | text |  | JSON/COBie/IFC | Conditional | assets[].manufacturer_data.warranty_start_date | BIM/MEP/O&M | Pending
861a2a44-7af8-4ddb-887d-2611069ca668 | Sprinkler Zone Valve L05-001 | IfcValve | LOI_Manufacturer | manufacturer_data.warranty_end_date | 2028-06-01 | text |  | JSON/COBie/IFC | Conditional | assets[].manufacturer_data.warranty_end_date | BIM/MEP/O&M | Pending
861a2a44-7af8-4ddb-887d-2611069ca668 | Sprinkler Zone Valve L05-001 | IfcValve | LOI_Operation_Maintenance | operation_data.maintainable | TRUE | boolean |  | JSON/COBie/IFC | Conditional | assets[].operation_data.maintainable | BIM/MEP/O&M | Pending
861a2a44-7af8-4ddb-887d-2611069ca668 | Sprinkler Zone Valve L05-001 | IfcValve | LOI_Operation_Maintenance | operation_data.criticality | High | text |  | JSON/COBie/IFC | Yes | assets[].operation_data.criticality | BIM/MEP/O&M | Pending
861a2a44-7af8-4ddb-887d-2611069ca668 | Sprinkler Zone Valve L05-001 | IfcValve | LOI_Operation_Maintenance | operation_data.expected_life_years | 15 | number |  | JSON/COBie/IFC | Conditional | assets[].operation_data.expected_life_years | BIM/MEP/O&M | Pending
861a2a44-7af8-4ddb-887d-2611069ca668 | Sprinkler Zone Valve L05-001 | IfcValve | LOI_Operation_Maintenance | operation_data.maintenance_strategy | preventive_and_condition_based | text |  | JSON/COBie/IFC | Yes | assets[].operation_data.maintenance_strategy | BIM/MEP/O&M | Pending
861a2a44-7af8-4ddb-887d-2611069ca668 | Sprinkler Zone Valve L05-001 | IfcValve | LOI_Operation_Maintenance | operation_data.cmms_asset_id | CMMS-SPRINKLER-L05-001 | text |  | JSON/COBie/IFC | Yes | assets[].operation_data.cmms_asset_id | BIM/MEP/O&M | Pending
861a2a44-7af8-4ddb-887d-2611069ca668 | Sprinkler Zone Valve L05-001 | IfcValve | LOI_Operation_Maintenance | operation_data.spare_part_group | SPARE-VALVE | text |  | JSON/COBie/IFC | Conditional | assets[].operation_data.spare_part_group | BIM/MEP/O&M | Pending
861a2a44-7af8-4ddb-887d-2611069ca668 | Sprinkler Zone Valve L05-001 | IfcValve | LOI_Operation_Maintenance | operation_data.manual_url | https://example.com/om_manuals/SPRINKLER-L05-001.pdf | text |  | JSON/COBie/IFC | Conditional | assets[].operation_data.manual_url | BIM/MEP/O&M | Pending
861a2a44-7af8-4ddb-887d-2611069ca668 | Sprinkler Zone Valve L05-001 | IfcValve | DTP_Metadata | digital_twin.dt_entity_type | asset | text |  | JSON/COBie/IFC | Conditional | assets[].digital_twin.dt_entity_type | BIM/MEP/O&M | Pending
861a2a44-7af8-4ddb-887d-2611069ca668 | Sprinkler Zone Valve L05-001 | IfcValve | DTP_Metadata | digital_twin.state_source | BMS/IoT/CMMS | text |  | JSON/COBie/IFC | Conditional | assets[].digital_twin.state_source | BIM/MEP/O&M | Pending
861a2a44-7af8-4ddb-887d-2611069ca668 | Sprinkler Zone Valve L05-001 | IfcValve | DTP_Metadata | digital_twin.realtime_enabled | TRUE | boolean |  | JSON/COBie/IFC | Conditional | assets[].digital_twin.realtime_enabled | BIM/MEP/O&M | Pending
861a2a44-7af8-4ddb-887d-2611069ca668 | Sprinkler Zone Valve L05-001 | IfcValve | DTP_Metadata | digital_twin.history_enabled | TRUE | boolean |  | JSON/COBie/IFC | Conditional | assets[].digital_twin.history_enabled | BIM/MEP/O&M | Pending
861a2a44-7af8-4ddb-887d-2611069ca668 | Sprinkler Zone Valve L05-001 | IfcValve | DTP_Metadata | digital_twin.visual_selectable | TRUE | boolean |  | JSON/COBie/IFC | Conditional | assets[].digital_twin.visual_selectable | BIM/MEP/O&M | Pending
861a2a44-7af8-4ddb-887d-2611069ca668 | Sprinkler Zone Valve L05-001 | IfcValve | DTP_Metadata | digital_twin.visual_highlight_layer | LAYER-ASSET-FIRE-FIGHTING | text |  | JSON/COBie/IFC | Conditional | assets[].digital_twin.visual_highlight_layer | BIM/MEP/O&M | Pending
861a2a44-7af8-4ddb-887d-2611069ca668 | Sprinkler Zone Valve L05-001 | IfcValve | Asset_Metadata | tags[0] | fire_fighting | text |  | JSON/COBie/IFC | Conditional | assets[].tags[0] | BIM/MEP/O&M | Pending
861a2a44-7af8-4ddb-887d-2611069ca668 | Sprinkler Zone Valve L05-001 | IfcValve | Asset_Metadata | tags[1] | valve | text |  | JSON/COBie/IFC | Conditional | assets[].tags[1] | BIM/MEP/O&M | Pending
861a2a44-7af8-4ddb-887d-2611069ca668 | Sprinkler Zone Valve L05-001 | IfcValve | Asset_Metadata | tags[2] | sprinklervalve | text |  | JSON/COBie/IFC | Conditional | assets[].tags[2] | BIM/MEP/O&M | Pending
aee0248a-350d-4fdf-b757-bfc68e4861f1 | Smoke Detector L10-001 | IfcSensor | Asset_Metadata | asset_id | SMOKE-L10-001 | text |  | JSON/COBie/IFC | Yes | assets[].asset_id | BIM/MEP/O&M | Pending
aee0248a-350d-4fdf-b757-bfc68e4861f1 | Smoke Detector L10-001 | IfcSensor | Asset_Metadata | asset_name | Smoke Detector L10-001 | text |  | JSON/COBie/IFC | Yes | assets[].asset_name | BIM/MEP/O&M | Pending
aee0248a-350d-4fdf-b757-bfc68e4861f1 | Smoke Detector L10-001 | IfcSensor | Asset_Metadata | asset_status | in_service | text |  | JSON/COBie/IFC | Conditional | assets[].asset_status | BIM/MEP/O&M | Pending
aee0248a-350d-4fdf-b757-bfc68e4861f1 | Smoke Detector L10-001 | IfcSensor | Asset_Metadata | system | Fire Alarm | text |  | JSON/COBie/IFC | Yes | assets[].system | BIM/MEP/O&M | Pending
aee0248a-350d-4fdf-b757-bfc68e4861f1 | Smoke Detector L10-001 | IfcSensor | Asset_Metadata | discipline | MEP | text |  | JSON/COBie/IFC | Conditional | assets[].discipline | BIM/MEP/O&M | Pending
aee0248a-350d-4fdf-b757-bfc68e4861f1 | Smoke Detector L10-001 | IfcSensor | Asset_Metadata | category | Detector | text |  | JSON/COBie/IFC | Conditional | assets[].category | BIM/MEP/O&M | Pending
aee0248a-350d-4fdf-b757-bfc68e4861f1 | Smoke Detector L10-001 | IfcSensor | Asset_Metadata | asset_type | SmokeDetector | text |  | JSON/COBie/IFC | Yes | assets[].asset_type | BIM/MEP/O&M | Pending
aee0248a-350d-4fdf-b757-bfc68e4861f1 | Smoke Detector L10-001 | IfcSensor | LOI_Classification | classification.uniclass_code | placeholder | text |  | JSON/COBie/IFC | Yes | assets[].classification.uniclass_code | BIM/MEP/O&M | Pending
aee0248a-350d-4fdf-b757-bfc68e4861f1 | Smoke Detector L10-001 | IfcSensor | LOI_Classification | classification.omniclass_code | placeholder | text |  | JSON/COBie/IFC | Yes | assets[].classification.omniclass_code | BIM/MEP/O&M | Pending
aee0248a-350d-4fdf-b757-bfc68e4861f1 | Smoke Detector L10-001 | IfcSensor | LOI_Classification | classification.local_classification | Fire Alarm/Detector/SmokeDetector | text |  | JSON/COBie/IFC | Conditional | assets[].classification.local_classification | BIM/MEP/O&M | Pending
aee0248a-350d-4fdf-b757-bfc68e4861f1 | Smoke Detector L10-001 | IfcSensor | LOI_Location | location.facility_id | FAC-OFFICE-TOWER-A | text |  | JSON/COBie/IFC | Conditional | assets[].location.facility_id | BIM/MEP/O&M | Pending
aee0248a-350d-4fdf-b757-bfc68e4861f1 | Smoke Detector L10-001 | IfcSensor | LOI_Location | location.floor_id | FL-L10 | text |  | JSON/COBie/IFC | Yes | assets[].location.floor_id | BIM/MEP/O&M | Pending
aee0248a-350d-4fdf-b757-bfc68e4861f1 | Smoke Detector L10-001 | IfcSensor | LOI_Location | location.space_id | SP-L10-OFFICE-A | text |  | JSON/COBie/IFC | Yes | assets[].location.space_id | BIM/MEP/O&M | Pending
aee0248a-350d-4fdf-b757-bfc68e4861f1 | Smoke Detector L10-001 | IfcSensor | LOI_Location | location.zone_id | ZONE-OFFICE-L10 | text |  | JSON/COBie/IFC | Conditional | assets[].location.zone_id | BIM/MEP/O&M | Pending
aee0248a-350d-4fdf-b757-bfc68e4861f1 | Smoke Detector L10-001 | IfcSensor | IFC_Core | bim_mapping.ifc_guid | aee0248a-350d-4fdf-b757-bfc68e4861f1 | text |  | JSON/COBie/IFC | Yes | assets[].bim_mapping.ifc_guid | BIM/MEP/O&M | Pending
aee0248a-350d-4fdf-b757-bfc68e4861f1 | Smoke Detector L10-001 | IfcSensor | IFC_Core | bim_mapping.ifc_entity | IfcSensor | text |  | JSON/COBie/IFC | Conditional | assets[].bim_mapping.ifc_entity | BIM/MEP/O&M | Pending
aee0248a-350d-4fdf-b757-bfc68e4861f1 | Smoke Detector L10-001 | IfcSensor | IFC_Core | bim_mapping.ifc_name | Smoke Detector L10-001 | text |  | JSON/COBie/IFC | Conditional | assets[].bim_mapping.ifc_name | BIM/MEP/O&M | Pending
aee0248a-350d-4fdf-b757-bfc68e4861f1 | Smoke Detector L10-001 | IfcSensor | IFC_Core | bim_mapping.source_model_id | IFC-MEP-001 | text |  | JSON/COBie/IFC | Conditional | assets[].bim_mapping.source_model_id | BIM/MEP/O&M | Pending
aee0248a-350d-4fdf-b757-bfc68e4861f1 | Smoke Detector L10-001 | IfcSensor | IFC_Core | bim_mapping.global_id_locked | TRUE | boolean |  | JSON/COBie/IFC | Conditional | assets[].bim_mapping.global_id_locked | BIM/MEP/O&M | Pending
aee0248a-350d-4fdf-b757-bfc68e4861f1 | Smoke Detector L10-001 | IfcSensor | Asset_Metadata | cobie_mapping.component_name | SMOKE-L10-001 | text |  | JSON/COBie/IFC | Conditional | assets[].cobie_mapping.component_name | BIM/MEP/O&M | Pending
aee0248a-350d-4fdf-b757-bfc68e4861f1 | Smoke Detector L10-001 | IfcSensor | Asset_Metadata | cobie_mapping.type_name | SmokeDetector | text |  | JSON/COBie/IFC | Conditional | assets[].cobie_mapping.type_name | BIM/MEP/O&M | Pending
aee0248a-350d-4fdf-b757-bfc68e4861f1 | Smoke Detector L10-001 | IfcSensor | Asset_Metadata | cobie_mapping.system_name | Fire Alarm | text |  | JSON/COBie/IFC | Conditional | assets[].cobie_mapping.system_name | BIM/MEP/O&M | Pending
aee0248a-350d-4fdf-b757-bfc68e4861f1 | Smoke Detector L10-001 | IfcSensor | Asset_Metadata | cobie_mapping.space_name | SP-L10-OFFICE-A | text |  | JSON/COBie/IFC | Conditional | assets[].cobie_mapping.space_name | BIM/MEP/O&M | Pending
aee0248a-350d-4fdf-b757-bfc68e4861f1 | Smoke Detector L10-001 | IfcSensor | LOI_Manufacturer | manufacturer_data.manufacturer | Generic Manufacturer | text |  | JSON/COBie/IFC | Yes | assets[].manufacturer_data.manufacturer | BIM/MEP/O&M | Pending
aee0248a-350d-4fdf-b757-bfc68e4861f1 | Smoke Detector L10-001 | IfcSensor | LOI_Manufacturer | manufacturer_data.model | Model-Placeholder | text |  | JSON/COBie/IFC | Yes | assets[].manufacturer_data.model | BIM/MEP/O&M | Pending
aee0248a-350d-4fdf-b757-bfc68e4861f1 | Smoke Detector L10-001 | IfcSensor | LOI_Manufacturer | manufacturer_data.serial_number | SN-SMOKE-L10-001 | text |  | JSON/COBie/IFC | Yes | assets[].manufacturer_data.serial_number | BIM/MEP/O&M | Pending
aee0248a-350d-4fdf-b757-bfc68e4861f1 | Smoke Detector L10-001 | IfcSensor | LOI_Manufacturer | manufacturer_data.installation_date | 2026-05-15 | text |  | JSON/COBie/IFC | Conditional | assets[].manufacturer_data.installation_date | BIM/MEP/O&M | Pending
aee0248a-350d-4fdf-b757-bfc68e4861f1 | Smoke Detector L10-001 | IfcSensor | LOI_Manufacturer | manufacturer_data.warranty_start_date | 2026-06-01 | text |  | JSON/COBie/IFC | Conditional | assets[].manufacturer_data.warranty_start_date | BIM/MEP/O&M | Pending
aee0248a-350d-4fdf-b757-bfc68e4861f1 | Smoke Detector L10-001 | IfcSensor | LOI_Manufacturer | manufacturer_data.warranty_end_date | 2028-06-01 | text |  | JSON/COBie/IFC | Conditional | assets[].manufacturer_data.warranty_end_date | BIM/MEP/O&M | Pending
aee0248a-350d-4fdf-b757-bfc68e4861f1 | Smoke Detector L10-001 | IfcSensor | LOI_Operation_Maintenance | operation_data.maintainable | TRUE | boolean |  | JSON/COBie/IFC | Conditional | assets[].operation_data.maintainable | BIM/MEP/O&M | Pending
aee0248a-350d-4fdf-b757-bfc68e4861f1 | Smoke Detector L10-001 | IfcSensor | LOI_Operation_Maintenance | operation_data.criticality | High | text |  | JSON/COBie/IFC | Yes | assets[].operation_data.criticality | BIM/MEP/O&M | Pending
aee0248a-350d-4fdf-b757-bfc68e4861f1 | Smoke Detector L10-001 | IfcSensor | LOI_Operation_Maintenance | operation_data.expected_life_years | 15 | number |  | JSON/COBie/IFC | Conditional | assets[].operation_data.expected_life_years | BIM/MEP/O&M | Pending
aee0248a-350d-4fdf-b757-bfc68e4861f1 | Smoke Detector L10-001 | IfcSensor | LOI_Operation_Maintenance | operation_data.maintenance_strategy | preventive_and_condition_based | text |  | JSON/COBie/IFC | Yes | assets[].operation_data.maintenance_strategy | BIM/MEP/O&M | Pending
aee0248a-350d-4fdf-b757-bfc68e4861f1 | Smoke Detector L10-001 | IfcSensor | LOI_Operation_Maintenance | operation_data.cmms_asset_id | CMMS-SMOKE-L10-001 | text |  | JSON/COBie/IFC | Yes | assets[].operation_data.cmms_asset_id | BIM/MEP/O&M | Pending
aee0248a-350d-4fdf-b757-bfc68e4861f1 | Smoke Detector L10-001 | IfcSensor | LOI_Operation_Maintenance | operation_data.spare_part_group | SPARE-DETECTOR | text |  | JSON/COBie/IFC | Conditional | assets[].operation_data.spare_part_group | BIM/MEP/O&M | Pending
aee0248a-350d-4fdf-b757-bfc68e4861f1 | Smoke Detector L10-001 | IfcSensor | LOI_Operation_Maintenance | operation_data.manual_url | https://example.com/om_manuals/SMOKE-L10-001.pdf | text |  | JSON/COBie/IFC | Conditional | assets[].operation_data.manual_url | BIM/MEP/O&M | Pending
aee0248a-350d-4fdf-b757-bfc68e4861f1 | Smoke Detector L10-001 | IfcSensor | DTP_Metadata | digital_twin.dt_entity_type | asset | text |  | JSON/COBie/IFC | Conditional | assets[].digital_twin.dt_entity_type | BIM/MEP/O&M | Pending
aee0248a-350d-4fdf-b757-bfc68e4861f1 | Smoke Detector L10-001 | IfcSensor | DTP_Metadata | digital_twin.state_source | BMS/IoT/CMMS | text |  | JSON/COBie/IFC | Conditional | assets[].digital_twin.state_source | BIM/MEP/O&M | Pending
aee0248a-350d-4fdf-b757-bfc68e4861f1 | Smoke Detector L10-001 | IfcSensor | DTP_Metadata | digital_twin.realtime_enabled | TRUE | boolean |  | JSON/COBie/IFC | Conditional | assets[].digital_twin.realtime_enabled | BIM/MEP/O&M | Pending
aee0248a-350d-4fdf-b757-bfc68e4861f1 | Smoke Detector L10-001 | IfcSensor | DTP_Metadata | digital_twin.history_enabled | TRUE | boolean |  | JSON/COBie/IFC | Conditional | assets[].digital_twin.history_enabled | BIM/MEP/O&M | Pending
aee0248a-350d-4fdf-b757-bfc68e4861f1 | Smoke Detector L10-001 | IfcSensor | DTP_Metadata | digital_twin.visual_selectable | TRUE | boolean |  | JSON/COBie/IFC | Conditional | assets[].digital_twin.visual_selectable | BIM/MEP/O&M | Pending
aee0248a-350d-4fdf-b757-bfc68e4861f1 | Smoke Detector L10-001 | IfcSensor | DTP_Metadata | digital_twin.visual_highlight_layer | LAYER-ASSET-FIRE-ALARM | text |  | JSON/COBie/IFC | Conditional | assets[].digital_twin.visual_highlight_layer | BIM/MEP/O&M | Pending
aee0248a-350d-4fdf-b757-bfc68e4861f1 | Smoke Detector L10-001 | IfcSensor | Asset_Metadata | tags[0] | fire_alarm | text |  | JSON/COBie/IFC | Conditional | assets[].tags[0] | BIM/MEP/O&M | Pending
aee0248a-350d-4fdf-b757-bfc68e4861f1 | Smoke Detector L10-001 | IfcSensor | Asset_Metadata | tags[1] | detector | text |  | JSON/COBie/IFC | Conditional | assets[].tags[1] | BIM/MEP/O&M | Pending
aee0248a-350d-4fdf-b757-bfc68e4861f1 | Smoke Detector L10-001 | IfcSensor | Asset_Metadata | tags[2] | smokedetector | text |  | JSON/COBie/IFC | Conditional | assets[].tags[2] | BIM/MEP/O&M | Pending
02d03615-f1b0-4206-8322-13ac6bc7ae44 | Sprinkler Zone Valve L10-001 | IfcValve | Asset_Metadata | asset_id | SPRINKLER-L10-001 | text |  | JSON/COBie/IFC | Yes | assets[].asset_id | BIM/MEP/O&M | Pending
02d03615-f1b0-4206-8322-13ac6bc7ae44 | Sprinkler Zone Valve L10-001 | IfcValve | Asset_Metadata | asset_name | Sprinkler Zone Valve L10-001 | text |  | JSON/COBie/IFC | Yes | assets[].asset_name | BIM/MEP/O&M | Pending
02d03615-f1b0-4206-8322-13ac6bc7ae44 | Sprinkler Zone Valve L10-001 | IfcValve | Asset_Metadata | asset_status | in_service | text |  | JSON/COBie/IFC | Conditional | assets[].asset_status | BIM/MEP/O&M | Pending
02d03615-f1b0-4206-8322-13ac6bc7ae44 | Sprinkler Zone Valve L10-001 | IfcValve | Asset_Metadata | system | Fire Fighting | text |  | JSON/COBie/IFC | Yes | assets[].system | BIM/MEP/O&M | Pending
02d03615-f1b0-4206-8322-13ac6bc7ae44 | Sprinkler Zone Valve L10-001 | IfcValve | Asset_Metadata | discipline | MEP | text |  | JSON/COBie/IFC | Conditional | assets[].discipline | BIM/MEP/O&M | Pending
02d03615-f1b0-4206-8322-13ac6bc7ae44 | Sprinkler Zone Valve L10-001 | IfcValve | Asset_Metadata | category | Valve | text |  | JSON/COBie/IFC | Conditional | assets[].category | BIM/MEP/O&M | Pending
02d03615-f1b0-4206-8322-13ac6bc7ae44 | Sprinkler Zone Valve L10-001 | IfcValve | Asset_Metadata | asset_type | SprinklerValve | text |  | JSON/COBie/IFC | Yes | assets[].asset_type | BIM/MEP/O&M | Pending
02d03615-f1b0-4206-8322-13ac6bc7ae44 | Sprinkler Zone Valve L10-001 | IfcValve | LOI_Classification | classification.uniclass_code | placeholder | text |  | JSON/COBie/IFC | Yes | assets[].classification.uniclass_code | BIM/MEP/O&M | Pending
02d03615-f1b0-4206-8322-13ac6bc7ae44 | Sprinkler Zone Valve L10-001 | IfcValve | LOI_Classification | classification.omniclass_code | placeholder | text |  | JSON/COBie/IFC | Yes | assets[].classification.omniclass_code | BIM/MEP/O&M | Pending
02d03615-f1b0-4206-8322-13ac6bc7ae44 | Sprinkler Zone Valve L10-001 | IfcValve | LOI_Classification | classification.local_classification | Fire Fighting/Valve/SprinklerValve | text |  | JSON/COBie/IFC | Conditional | assets[].classification.local_classification | BIM/MEP/O&M | Pending
02d03615-f1b0-4206-8322-13ac6bc7ae44 | Sprinkler Zone Valve L10-001 | IfcValve | LOI_Location | location.facility_id | FAC-OFFICE-TOWER-A | text |  | JSON/COBie/IFC | Conditional | assets[].location.facility_id | BIM/MEP/O&M | Pending
02d03615-f1b0-4206-8322-13ac6bc7ae44 | Sprinkler Zone Valve L10-001 | IfcValve | LOI_Location | location.floor_id | FL-L10 | text |  | JSON/COBie/IFC | Yes | assets[].location.floor_id | BIM/MEP/O&M | Pending
02d03615-f1b0-4206-8322-13ac6bc7ae44 | Sprinkler Zone Valve L10-001 | IfcValve | LOI_Location | location.space_id | SP-L10-OFFICE-A | text |  | JSON/COBie/IFC | Yes | assets[].location.space_id | BIM/MEP/O&M | Pending
02d03615-f1b0-4206-8322-13ac6bc7ae44 | Sprinkler Zone Valve L10-001 | IfcValve | LOI_Location | location.zone_id | ZONE-OFFICE-L10 | text |  | JSON/COBie/IFC | Conditional | assets[].location.zone_id | BIM/MEP/O&M | Pending
02d03615-f1b0-4206-8322-13ac6bc7ae44 | Sprinkler Zone Valve L10-001 | IfcValve | IFC_Core | bim_mapping.ifc_guid | 02d03615-f1b0-4206-8322-13ac6bc7ae44 | text |  | JSON/COBie/IFC | Yes | assets[].bim_mapping.ifc_guid | BIM/MEP/O&M | Pending
02d03615-f1b0-4206-8322-13ac6bc7ae44 | Sprinkler Zone Valve L10-001 | IfcValve | IFC_Core | bim_mapping.ifc_entity | IfcValve | text |  | JSON/COBie/IFC | Conditional | assets[].bim_mapping.ifc_entity | BIM/MEP/O&M | Pending
02d03615-f1b0-4206-8322-13ac6bc7ae44 | Sprinkler Zone Valve L10-001 | IfcValve | IFC_Core | bim_mapping.ifc_name | Sprinkler Zone Valve L10-001 | text |  | JSON/COBie/IFC | Conditional | assets[].bim_mapping.ifc_name | BIM/MEP/O&M | Pending
02d03615-f1b0-4206-8322-13ac6bc7ae44 | Sprinkler Zone Valve L10-001 | IfcValve | IFC_Core | bim_mapping.source_model_id | IFC-MEP-001 | text |  | JSON/COBie/IFC | Conditional | assets[].bim_mapping.source_model_id | BIM/MEP/O&M | Pending
02d03615-f1b0-4206-8322-13ac6bc7ae44 | Sprinkler Zone Valve L10-001 | IfcValve | IFC_Core | bim_mapping.global_id_locked | TRUE | boolean |  | JSON/COBie/IFC | Conditional | assets[].bim_mapping.global_id_locked | BIM/MEP/O&M | Pending
02d03615-f1b0-4206-8322-13ac6bc7ae44 | Sprinkler Zone Valve L10-001 | IfcValve | Asset_Metadata | cobie_mapping.component_name | SPRINKLER-L10-001 | text |  | JSON/COBie/IFC | Conditional | assets[].cobie_mapping.component_name | BIM/MEP/O&M | Pending
02d03615-f1b0-4206-8322-13ac6bc7ae44 | Sprinkler Zone Valve L10-001 | IfcValve | Asset_Metadata | cobie_mapping.type_name | SprinklerValve | text |  | JSON/COBie/IFC | Conditional | assets[].cobie_mapping.type_name | BIM/MEP/O&M | Pending
02d03615-f1b0-4206-8322-13ac6bc7ae44 | Sprinkler Zone Valve L10-001 | IfcValve | Asset_Metadata | cobie_mapping.system_name | Fire Fighting | text |  | JSON/COBie/IFC | Conditional | assets[].cobie_mapping.system_name | BIM/MEP/O&M | Pending
02d03615-f1b0-4206-8322-13ac6bc7ae44 | Sprinkler Zone Valve L10-001 | IfcValve | Asset_Metadata | cobie_mapping.space_name | SP-L10-OFFICE-A | text |  | JSON/COBie/IFC | Conditional | assets[].cobie_mapping.space_name | BIM/MEP/O&M | Pending
02d03615-f1b0-4206-8322-13ac6bc7ae44 | Sprinkler Zone Valve L10-001 | IfcValve | LOI_Manufacturer | manufacturer_data.manufacturer | Generic Manufacturer | text |  | JSON/COBie/IFC | Yes | assets[].manufacturer_data.manufacturer | BIM/MEP/O&M | Pending
02d03615-f1b0-4206-8322-13ac6bc7ae44 | Sprinkler Zone Valve L10-001 | IfcValve | LOI_Manufacturer | manufacturer_data.model | Model-Placeholder | text |  | JSON/COBie/IFC | Yes | assets[].manufacturer_data.model | BIM/MEP/O&M | Pending
02d03615-f1b0-4206-8322-13ac6bc7ae44 | Sprinkler Zone Valve L10-001 | IfcValve | LOI_Manufacturer | manufacturer_data.serial_number | SN-SPRINKLER-L10-001 | text |  | JSON/COBie/IFC | Yes | assets[].manufacturer_data.serial_number | BIM/MEP/O&M | Pending
02d03615-f1b0-4206-8322-13ac6bc7ae44 | Sprinkler Zone Valve L10-001 | IfcValve | LOI_Manufacturer | manufacturer_data.installation_date | 2026-05-15 | text |  | JSON/COBie/IFC | Conditional | assets[].manufacturer_data.installation_date | BIM/MEP/O&M | Pending
02d03615-f1b0-4206-8322-13ac6bc7ae44 | Sprinkler Zone Valve L10-001 | IfcValve | LOI_Manufacturer | manufacturer_data.warranty_start_date | 2026-06-01 | text |  | JSON/COBie/IFC | Conditional | assets[].manufacturer_data.warranty_start_date | BIM/MEP/O&M | Pending
02d03615-f1b0-4206-8322-13ac6bc7ae44 | Sprinkler Zone Valve L10-001 | IfcValve | LOI_Manufacturer | manufacturer_data.warranty_end_date | 2028-06-01 | text |  | JSON/COBie/IFC | Conditional | assets[].manufacturer_data.warranty_end_date | BIM/MEP/O&M | Pending
02d03615-f1b0-4206-8322-13ac6bc7ae44 | Sprinkler Zone Valve L10-001 | IfcValve | LOI_Operation_Maintenance | operation_data.maintainable | TRUE | boolean |  | JSON/COBie/IFC | Conditional | assets[].operation_data.maintainable | BIM/MEP/O&M | Pending
02d03615-f1b0-4206-8322-13ac6bc7ae44 | Sprinkler Zone Valve L10-001 | IfcValve | LOI_Operation_Maintenance | operation_data.criticality | High | text |  | JSON/COBie/IFC | Yes | assets[].operation_data.criticality | BIM/MEP/O&M | Pending
02d03615-f1b0-4206-8322-13ac6bc7ae44 | Sprinkler Zone Valve L10-001 | IfcValve | LOI_Operation_Maintenance | operation_data.expected_life_years | 15 | number |  | JSON/COBie/IFC | Conditional | assets[].operation_data.expected_life_years | BIM/MEP/O&M | Pending
02d03615-f1b0-4206-8322-13ac6bc7ae44 | Sprinkler Zone Valve L10-001 | IfcValve | LOI_Operation_Maintenance | operation_data.maintenance_strategy | preventive_and_condition_based | text |  | JSON/COBie/IFC | Yes | assets[].operation_data.maintenance_strategy | BIM/MEP/O&M | Pending
02d03615-f1b0-4206-8322-13ac6bc7ae44 | Sprinkler Zone Valve L10-001 | IfcValve | LOI_Operation_Maintenance | operation_data.cmms_asset_id | CMMS-SPRINKLER-L10-001 | text |  | JSON/COBie/IFC | Yes | assets[].operation_data.cmms_asset_id | BIM/MEP/O&M | Pending
02d03615-f1b0-4206-8322-13ac6bc7ae44 | Sprinkler Zone Valve L10-001 | IfcValve | LOI_Operation_Maintenance | operation_data.spare_part_group | SPARE-VALVE | text |  | JSON/COBie/IFC | Conditional | assets[].operation_data.spare_part_group | BIM/MEP/O&M | Pending
02d03615-f1b0-4206-8322-13ac6bc7ae44 | Sprinkler Zone Valve L10-001 | IfcValve | LOI_Operation_Maintenance | operation_data.manual_url | https://example.com/om_manuals/SPRINKLER-L10-001.pdf | text |  | JSON/COBie/IFC | Conditional | assets[].operation_data.manual_url | BIM/MEP/O&M | Pending
02d03615-f1b0-4206-8322-13ac6bc7ae44 | Sprinkler Zone Valve L10-001 | IfcValve | DTP_Metadata | digital_twin.dt_entity_type | asset | text |  | JSON/COBie/IFC | Conditional | assets[].digital_twin.dt_entity_type | BIM/MEP/O&M | Pending
02d03615-f1b0-4206-8322-13ac6bc7ae44 | Sprinkler Zone Valve L10-001 | IfcValve | DTP_Metadata | digital_twin.state_source | BMS/IoT/CMMS | text |  | JSON/COBie/IFC | Conditional | assets[].digital_twin.state_source | BIM/MEP/O&M | Pending
02d03615-f1b0-4206-8322-13ac6bc7ae44 | Sprinkler Zone Valve L10-001 | IfcValve | DTP_Metadata | digital_twin.realtime_enabled | TRUE | boolean |  | JSON/COBie/IFC | Conditional | assets[].digital_twin.realtime_enabled | BIM/MEP/O&M | Pending
02d03615-f1b0-4206-8322-13ac6bc7ae44 | Sprinkler Zone Valve L10-001 | IfcValve | DTP_Metadata | digital_twin.history_enabled | TRUE | boolean |  | JSON/COBie/IFC | Conditional | assets[].digital_twin.history_enabled | BIM/MEP/O&M | Pending
02d03615-f1b0-4206-8322-13ac6bc7ae44 | Sprinkler Zone Valve L10-001 | IfcValve | DTP_Metadata | digital_twin.visual_selectable | TRUE | boolean |  | JSON/COBie/IFC | Conditional | assets[].digital_twin.visual_selectable | BIM/MEP/O&M | Pending
02d03615-f1b0-4206-8322-13ac6bc7ae44 | Sprinkler Zone Valve L10-001 | IfcValve | DTP_Metadata | digital_twin.visual_highlight_layer | LAYER-ASSET-FIRE-FIGHTING | text |  | JSON/COBie/IFC | Conditional | assets[].digital_twin.visual_highlight_layer | BIM/MEP/O&M | Pending
02d03615-f1b0-4206-8322-13ac6bc7ae44 | Sprinkler Zone Valve L10-001 | IfcValve | Asset_Metadata | tags[0] | fire_fighting | text |  | JSON/COBie/IFC | Conditional | assets[].tags[0] | BIM/MEP/O&M | Pending
02d03615-f1b0-4206-8322-13ac6bc7ae44 | Sprinkler Zone Valve L10-001 | IfcValve | Asset_Metadata | tags[1] | valve | text |  | JSON/COBie/IFC | Conditional | assets[].tags[1] | BIM/MEP/O&M | Pending
02d03615-f1b0-4206-8322-13ac6bc7ae44 | Sprinkler Zone Valve L10-001 | IfcValve | Asset_Metadata | tags[2] | sprinklervalve | text |  | JSON/COBie/IFC | Conditional | assets[].tags[2] | BIM/MEP/O&M | Pending
706ac21f-c409-43ec-adae-1aafb0260858 | Smoke Detector L20-001 | IfcSensor | Asset_Metadata | asset_id | SMOKE-L20-001 | text |  | JSON/COBie/IFC | Yes | assets[].asset_id | BIM/MEP/O&M | Pending
706ac21f-c409-43ec-adae-1aafb0260858 | Smoke Detector L20-001 | IfcSensor | Asset_Metadata | asset_name | Smoke Detector L20-001 | text |  | JSON/COBie/IFC | Yes | assets[].asset_name | BIM/MEP/O&M | Pending
706ac21f-c409-43ec-adae-1aafb0260858 | Smoke Detector L20-001 | IfcSensor | Asset_Metadata | asset_status | in_service | text |  | JSON/COBie/IFC | Conditional | assets[].asset_status | BIM/MEP/O&M | Pending
706ac21f-c409-43ec-adae-1aafb0260858 | Smoke Detector L20-001 | IfcSensor | Asset_Metadata | system | Fire Alarm | text |  | JSON/COBie/IFC | Yes | assets[].system | BIM/MEP/O&M | Pending
706ac21f-c409-43ec-adae-1aafb0260858 | Smoke Detector L20-001 | IfcSensor | Asset_Metadata | discipline | MEP | text |  | JSON/COBie/IFC | Conditional | assets[].discipline | BIM/MEP/O&M | Pending
706ac21f-c409-43ec-adae-1aafb0260858 | Smoke Detector L20-001 | IfcSensor | Asset_Metadata | category | Detector | text |  | JSON/COBie/IFC | Conditional | assets[].category | BIM/MEP/O&M | Pending
706ac21f-c409-43ec-adae-1aafb0260858 | Smoke Detector L20-001 | IfcSensor | Asset_Metadata | asset_type | SmokeDetector | text |  | JSON/COBie/IFC | Yes | assets[].asset_type | BIM/MEP/O&M | Pending
706ac21f-c409-43ec-adae-1aafb0260858 | Smoke Detector L20-001 | IfcSensor | LOI_Classification | classification.uniclass_code | placeholder | text |  | JSON/COBie/IFC | Yes | assets[].classification.uniclass_code | BIM/MEP/O&M | Pending
706ac21f-c409-43ec-adae-1aafb0260858 | Smoke Detector L20-001 | IfcSensor | LOI_Classification | classification.omniclass_code | placeholder | text |  | JSON/COBie/IFC | Yes | assets[].classification.omniclass_code | BIM/MEP/O&M | Pending
706ac21f-c409-43ec-adae-1aafb0260858 | Smoke Detector L20-001 | IfcSensor | LOI_Classification | classification.local_classification | Fire Alarm/Detector/SmokeDetector | text |  | JSON/COBie/IFC | Conditional | assets[].classification.local_classification | BIM/MEP/O&M | Pending
706ac21f-c409-43ec-adae-1aafb0260858 | Smoke Detector L20-001 | IfcSensor | LOI_Location | location.facility_id | FAC-OFFICE-TOWER-A | text |  | JSON/COBie/IFC | Conditional | assets[].location.facility_id | BIM/MEP/O&M | Pending
706ac21f-c409-43ec-adae-1aafb0260858 | Smoke Detector L20-001 | IfcSensor | LOI_Location | location.floor_id | FL-L20 | text |  | JSON/COBie/IFC | Yes | assets[].location.floor_id | BIM/MEP/O&M | Pending
706ac21f-c409-43ec-adae-1aafb0260858 | Smoke Detector L20-001 | IfcSensor | LOI_Location | location.space_id | SP-L20-OFFICE-A | text |  | JSON/COBie/IFC | Yes | assets[].location.space_id | BIM/MEP/O&M | Pending
706ac21f-c409-43ec-adae-1aafb0260858 | Smoke Detector L20-001 | IfcSensor | LOI_Location | location.zone_id | ZONE-OFFICE-L20 | text |  | JSON/COBie/IFC | Conditional | assets[].location.zone_id | BIM/MEP/O&M | Pending
706ac21f-c409-43ec-adae-1aafb0260858 | Smoke Detector L20-001 | IfcSensor | IFC_Core | bim_mapping.ifc_guid | 706ac21f-c409-43ec-adae-1aafb0260858 | text |  | JSON/COBie/IFC | Yes | assets[].bim_mapping.ifc_guid | BIM/MEP/O&M | Pending
706ac21f-c409-43ec-adae-1aafb0260858 | Smoke Detector L20-001 | IfcSensor | IFC_Core | bim_mapping.ifc_entity | IfcSensor | text |  | JSON/COBie/IFC | Conditional | assets[].bim_mapping.ifc_entity | BIM/MEP/O&M | Pending
706ac21f-c409-43ec-adae-1aafb0260858 | Smoke Detector L20-001 | IfcSensor | IFC_Core | bim_mapping.ifc_name | Smoke Detector L20-001 | text |  | JSON/COBie/IFC | Conditional | assets[].bim_mapping.ifc_name | BIM/MEP/O&M | Pending
706ac21f-c409-43ec-adae-1aafb0260858 | Smoke Detector L20-001 | IfcSensor | IFC_Core | bim_mapping.source_model_id | IFC-MEP-001 | text |  | JSON/COBie/IFC | Conditional | assets[].bim_mapping.source_model_id | BIM/MEP/O&M | Pending
706ac21f-c409-43ec-adae-1aafb0260858 | Smoke Detector L20-001 | IfcSensor | IFC_Core | bim_mapping.global_id_locked | TRUE | boolean |  | JSON/COBie/IFC | Conditional | assets[].bim_mapping.global_id_locked | BIM/MEP/O&M | Pending
706ac21f-c409-43ec-adae-1aafb0260858 | Smoke Detector L20-001 | IfcSensor | Asset_Metadata | cobie_mapping.component_name | SMOKE-L20-001 | text |  | JSON/COBie/IFC | Conditional | assets[].cobie_mapping.component_name | BIM/MEP/O&M | Pending
706ac21f-c409-43ec-adae-1aafb0260858 | Smoke Detector L20-001 | IfcSensor | Asset_Metadata | cobie_mapping.type_name | SmokeDetector | text |  | JSON/COBie/IFC | Conditional | assets[].cobie_mapping.type_name | BIM/MEP/O&M | Pending
706ac21f-c409-43ec-adae-1aafb0260858 | Smoke Detector L20-001 | IfcSensor | Asset_Metadata | cobie_mapping.system_name | Fire Alarm | text |  | JSON/COBie/IFC | Conditional | assets[].cobie_mapping.system_name | BIM/MEP/O&M | Pending
706ac21f-c409-43ec-adae-1aafb0260858 | Smoke Detector L20-001 | IfcSensor | Asset_Metadata | cobie_mapping.space_name | SP-L20-OFFICE-A | text |  | JSON/COBie/IFC | Conditional | assets[].cobie_mapping.space_name | BIM/MEP/O&M | Pending
706ac21f-c409-43ec-adae-1aafb0260858 | Smoke Detector L20-001 | IfcSensor | LOI_Manufacturer | manufacturer_data.manufacturer | Generic Manufacturer | text |  | JSON/COBie/IFC | Yes | assets[].manufacturer_data.manufacturer | BIM/MEP/O&M | Pending
706ac21f-c409-43ec-adae-1aafb0260858 | Smoke Detector L20-001 | IfcSensor | LOI_Manufacturer | manufacturer_data.model | Model-Placeholder | text |  | JSON/COBie/IFC | Yes | assets[].manufacturer_data.model | BIM/MEP/O&M | Pending
706ac21f-c409-43ec-adae-1aafb0260858 | Smoke Detector L20-001 | IfcSensor | LOI_Manufacturer | manufacturer_data.serial_number | SN-SMOKE-L20-001 | text |  | JSON/COBie/IFC | Yes | assets[].manufacturer_data.serial_number | BIM/MEP/O&M | Pending
706ac21f-c409-43ec-adae-1aafb0260858 | Smoke Detector L20-001 | IfcSensor | LOI_Manufacturer | manufacturer_data.installation_date | 2026-05-15 | text |  | JSON/COBie/IFC | Conditional | assets[].manufacturer_data.installation_date | BIM/MEP/O&M | Pending
706ac21f-c409-43ec-adae-1aafb0260858 | Smoke Detector L20-001 | IfcSensor | LOI_Manufacturer | manufacturer_data.warranty_start_date | 2026-06-01 | text |  | JSON/COBie/IFC | Conditional | assets[].manufacturer_data.warranty_start_date | BIM/MEP/O&M | Pending
706ac21f-c409-43ec-adae-1aafb0260858 | Smoke Detector L20-001 | IfcSensor | LOI_Manufacturer | manufacturer_data.warranty_end_date | 2028-06-01 | text |  | JSON/COBie/IFC | Conditional | assets[].manufacturer_data.warranty_end_date | BIM/MEP/O&M | Pending
706ac21f-c409-43ec-adae-1aafb0260858 | Smoke Detector L20-001 | IfcSensor | LOI_Operation_Maintenance | operation_data.maintainable | TRUE | boolean |  | JSON/COBie/IFC | Conditional | assets[].operation_data.maintainable | BIM/MEP/O&M | Pending
706ac21f-c409-43ec-adae-1aafb0260858 | Smoke Detector L20-001 | IfcSensor | LOI_Operation_Maintenance | operation_data.criticality | High | text |  | JSON/COBie/IFC | Yes | assets[].operation_data.criticality | BIM/MEP/O&M | Pending
706ac21f-c409-43ec-adae-1aafb0260858 | Smoke Detector L20-001 | IfcSensor | LOI_Operation_Maintenance | operation_data.expected_life_years | 15 | number |  | JSON/COBie/IFC | Conditional | assets[].operation_data.expected_life_years | BIM/MEP/O&M | Pending
706ac21f-c409-43ec-adae-1aafb0260858 | Smoke Detector L20-001 | IfcSensor | LOI_Operation_Maintenance | operation_data.maintenance_strategy | preventive_and_condition_based | text |  | JSON/COBie/IFC | Yes | assets[].operation_data.maintenance_strategy | BIM/MEP/O&M | Pending
706ac21f-c409-43ec-adae-1aafb0260858 | Smoke Detector L20-001 | IfcSensor | LOI_Operation_Maintenance | operation_data.cmms_asset_id | CMMS-SMOKE-L20-001 | text |  | JSON/COBie/IFC | Yes | assets[].operation_data.cmms_asset_id | BIM/MEP/O&M | Pending
706ac21f-c409-43ec-adae-1aafb0260858 | Smoke Detector L20-001 | IfcSensor | LOI_Operation_Maintenance | operation_data.spare_part_group | SPARE-DETECTOR | text |  | JSON/COBie/IFC | Conditional | assets[].operation_data.spare_part_group | BIM/MEP/O&M | Pending
706ac21f-c409-43ec-adae-1aafb0260858 | Smoke Detector L20-001 | IfcSensor | LOI_Operation_Maintenance | operation_data.manual_url | https://example.com/om_manuals/SMOKE-L20-001.pdf | text |  | JSON/COBie/IFC | Conditional | assets[].operation_data.manual_url | BIM/MEP/O&M | Pending
706ac21f-c409-43ec-adae-1aafb0260858 | Smoke Detector L20-001 | IfcSensor | DTP_Metadata | digital_twin.dt_entity_type | asset | text |  | JSON/COBie/IFC | Conditional | assets[].digital_twin.dt_entity_type | BIM/MEP/O&M | Pending
706ac21f-c409-43ec-adae-1aafb0260858 | Smoke Detector L20-001 | IfcSensor | DTP_Metadata | digital_twin.state_source | BMS/IoT/CMMS | text |  | JSON/COBie/IFC | Conditional | assets[].digital_twin.state_source | BIM/MEP/O&M | Pending
706ac21f-c409-43ec-adae-1aafb0260858 | Smoke Detector L20-001 | IfcSensor | DTP_Metadata | digital_twin.realtime_enabled | TRUE | boolean |  | JSON/COBie/IFC | Conditional | assets[].digital_twin.realtime_enabled | BIM/MEP/O&M | Pending
706ac21f-c409-43ec-adae-1aafb0260858 | Smoke Detector L20-001 | IfcSensor | DTP_Metadata | digital_twin.history_enabled | TRUE | boolean |  | JSON/COBie/IFC | Conditional | assets[].digital_twin.history_enabled | BIM/MEP/O&M | Pending
706ac21f-c409-43ec-adae-1aafb0260858 | Smoke Detector L20-001 | IfcSensor | DTP_Metadata | digital_twin.visual_selectable | TRUE | boolean |  | JSON/COBie/IFC | Conditional | assets[].digital_twin.visual_selectable | BIM/MEP/O&M | Pending
706ac21f-c409-43ec-adae-1aafb0260858 | Smoke Detector L20-001 | IfcSensor | DTP_Metadata | digital_twin.visual_highlight_layer | LAYER-ASSET-FIRE-ALARM | text |  | JSON/COBie/IFC | Conditional | assets[].digital_twin.visual_highlight_layer | BIM/MEP/O&M | Pending
706ac21f-c409-43ec-adae-1aafb0260858 | Smoke Detector L20-001 | IfcSensor | Asset_Metadata | tags[0] | fire_alarm | text |  | JSON/COBie/IFC | Conditional | assets[].tags[0] | BIM/MEP/O&M | Pending
706ac21f-c409-43ec-adae-1aafb0260858 | Smoke Detector L20-001 | IfcSensor | Asset_Metadata | tags[1] | detector | text |  | JSON/COBie/IFC | Conditional | assets[].tags[1] | BIM/MEP/O&M | Pending
706ac21f-c409-43ec-adae-1aafb0260858 | Smoke Detector L20-001 | IfcSensor | Asset_Metadata | tags[2] | smokedetector | text |  | JSON/COBie/IFC | Conditional | assets[].tags[2] | BIM/MEP/O&M | Pending
554ddc96-685e-4c19-b62a-1d3cf042a954 | Sprinkler Zone Valve L20-001 | IfcValve | Asset_Metadata | asset_id | SPRINKLER-L20-001 | text |  | JSON/COBie/IFC | Yes | assets[].asset_id | BIM/MEP/O&M | Pending
554ddc96-685e-4c19-b62a-1d3cf042a954 | Sprinkler Zone Valve L20-001 | IfcValve | Asset_Metadata | asset_name | Sprinkler Zone Valve L20-001 | text |  | JSON/COBie/IFC | Yes | assets[].asset_name | BIM/MEP/O&M | Pending
554ddc96-685e-4c19-b62a-1d3cf042a954 | Sprinkler Zone Valve L20-001 | IfcValve | Asset_Metadata | asset_status | in_service | text |  | JSON/COBie/IFC | Conditional | assets[].asset_status | BIM/MEP/O&M | Pending
554ddc96-685e-4c19-b62a-1d3cf042a954 | Sprinkler Zone Valve L20-001 | IfcValve | Asset_Metadata | system | Fire Fighting | text |  | JSON/COBie/IFC | Yes | assets[].system | BIM/MEP/O&M | Pending
554ddc96-685e-4c19-b62a-1d3cf042a954 | Sprinkler Zone Valve L20-001 | IfcValve | Asset_Metadata | discipline | MEP | text |  | JSON/COBie/IFC | Conditional | assets[].discipline | BIM/MEP/O&M | Pending
554ddc96-685e-4c19-b62a-1d3cf042a954 | Sprinkler Zone Valve L20-001 | IfcValve | Asset_Metadata | category | Valve | text |  | JSON/COBie/IFC | Conditional | assets[].category | BIM/MEP/O&M | Pending
554ddc96-685e-4c19-b62a-1d3cf042a954 | Sprinkler Zone Valve L20-001 | IfcValve | Asset_Metadata | asset_type | SprinklerValve | text |  | JSON/COBie/IFC | Yes | assets[].asset_type | BIM/MEP/O&M | Pending
554ddc96-685e-4c19-b62a-1d3cf042a954 | Sprinkler Zone Valve L20-001 | IfcValve | LOI_Classification | classification.uniclass_code | placeholder | text |  | JSON/COBie/IFC | Yes | assets[].classification.uniclass_code | BIM/MEP/O&M | Pending
554ddc96-685e-4c19-b62a-1d3cf042a954 | Sprinkler Zone Valve L20-001 | IfcValve | LOI_Classification | classification.omniclass_code | placeholder | text |  | JSON/COBie/IFC | Yes | assets[].classification.omniclass_code | BIM/MEP/O&M | Pending
554ddc96-685e-4c19-b62a-1d3cf042a954 | Sprinkler Zone Valve L20-001 | IfcValve | LOI_Classification | classification.local_classification | Fire Fighting/Valve/SprinklerValve | text |  | JSON/COBie/IFC | Conditional | assets[].classification.local_classification | BIM/MEP/O&M | Pending
554ddc96-685e-4c19-b62a-1d3cf042a954 | Sprinkler Zone Valve L20-001 | IfcValve | LOI_Location | location.facility_id | FAC-OFFICE-TOWER-A | text |  | JSON/COBie/IFC | Conditional | assets[].location.facility_id | BIM/MEP/O&M | Pending
554ddc96-685e-4c19-b62a-1d3cf042a954 | Sprinkler Zone Valve L20-001 | IfcValve | LOI_Location | location.floor_id | FL-L20 | text |  | JSON/COBie/IFC | Yes | assets[].location.floor_id | BIM/MEP/O&M | Pending
554ddc96-685e-4c19-b62a-1d3cf042a954 | Sprinkler Zone Valve L20-001 | IfcValve | LOI_Location | location.space_id | SP-L20-OFFICE-A | text |  | JSON/COBie/IFC | Yes | assets[].location.space_id | BIM/MEP/O&M | Pending
554ddc96-685e-4c19-b62a-1d3cf042a954 | Sprinkler Zone Valve L20-001 | IfcValve | LOI_Location | location.zone_id | ZONE-OFFICE-L20 | text |  | JSON/COBie/IFC | Conditional | assets[].location.zone_id | BIM/MEP/O&M | Pending
554ddc96-685e-4c19-b62a-1d3cf042a954 | Sprinkler Zone Valve L20-001 | IfcValve | IFC_Core | bim_mapping.ifc_guid | 554ddc96-685e-4c19-b62a-1d3cf042a954 | text |  | JSON/COBie/IFC | Yes | assets[].bim_mapping.ifc_guid | BIM/MEP/O&M | Pending
554ddc96-685e-4c19-b62a-1d3cf042a954 | Sprinkler Zone Valve L20-001 | IfcValve | IFC_Core | bim_mapping.ifc_entity | IfcValve | text |  | JSON/COBie/IFC | Conditional | assets[].bim_mapping.ifc_entity | BIM/MEP/O&M | Pending
554ddc96-685e-4c19-b62a-1d3cf042a954 | Sprinkler Zone Valve L20-001 | IfcValve | IFC_Core | bim_mapping.ifc_name | Sprinkler Zone Valve L20-001 | text |  | JSON/COBie/IFC | Conditional | assets[].bim_mapping.ifc_name | BIM/MEP/O&M | Pending
554ddc96-685e-4c19-b62a-1d3cf042a954 | Sprinkler Zone Valve L20-001 | IfcValve | IFC_Core | bim_mapping.source_model_id | IFC-MEP-001 | text |  | JSON/COBie/IFC | Conditional | assets[].bim_mapping.source_model_id | BIM/MEP/O&M | Pending
554ddc96-685e-4c19-b62a-1d3cf042a954 | Sprinkler Zone Valve L20-001 | IfcValve | IFC_Core | bim_mapping.global_id_locked | TRUE | boolean |  | JSON/COBie/IFC | Conditional | assets[].bim_mapping.global_id_locked | BIM/MEP/O&M | Pending
554ddc96-685e-4c19-b62a-1d3cf042a954 | Sprinkler Zone Valve L20-001 | IfcValve | Asset_Metadata | cobie_mapping.component_name | SPRINKLER-L20-001 | text |  | JSON/COBie/IFC | Conditional | assets[].cobie_mapping.component_name | BIM/MEP/O&M | Pending
554ddc96-685e-4c19-b62a-1d3cf042a954 | Sprinkler Zone Valve L20-001 | IfcValve | Asset_Metadata | cobie_mapping.type_name | SprinklerValve | text |  | JSON/COBie/IFC | Conditional | assets[].cobie_mapping.type_name | BIM/MEP/O&M | Pending
554ddc96-685e-4c19-b62a-1d3cf042a954 | Sprinkler Zone Valve L20-001 | IfcValve | Asset_Metadata | cobie_mapping.system_name | Fire Fighting | text |  | JSON/COBie/IFC | Conditional | assets[].cobie_mapping.system_name | BIM/MEP/O&M | Pending
554ddc96-685e-4c19-b62a-1d3cf042a954 | Sprinkler Zone Valve L20-001 | IfcValve | Asset_Metadata | cobie_mapping.space_name | SP-L20-OFFICE-A | text |  | JSON/COBie/IFC | Conditional | assets[].cobie_mapping.space_name | BIM/MEP/O&M | Pending
554ddc96-685e-4c19-b62a-1d3cf042a954 | Sprinkler Zone Valve L20-001 | IfcValve | LOI_Manufacturer | manufacturer_data.manufacturer | Generic Manufacturer | text |  | JSON/COBie/IFC | Yes | assets[].manufacturer_data.manufacturer | BIM/MEP/O&M | Pending
554ddc96-685e-4c19-b62a-1d3cf042a954 | Sprinkler Zone Valve L20-001 | IfcValve | LOI_Manufacturer | manufacturer_data.model | Model-Placeholder | text |  | JSON/COBie/IFC | Yes | assets[].manufacturer_data.model | BIM/MEP/O&M | Pending
554ddc96-685e-4c19-b62a-1d3cf042a954 | Sprinkler Zone Valve L20-001 | IfcValve | LOI_Manufacturer | manufacturer_data.serial_number | SN-SPRINKLER-L20-001 | text |  | JSON/COBie/IFC | Yes | assets[].manufacturer_data.serial_number | BIM/MEP/O&M | Pending
554ddc96-685e-4c19-b62a-1d3cf042a954 | Sprinkler Zone Valve L20-001 | IfcValve | LOI_Manufacturer | manufacturer_data.installation_date | 2026-05-15 | text |  | JSON/COBie/IFC | Conditional | assets[].manufacturer_data.installation_date | BIM/MEP/O&M | Pending
554ddc96-685e-4c19-b62a-1d3cf042a954 | Sprinkler Zone Valve L20-001 | IfcValve | LOI_Manufacturer | manufacturer_data.warranty_start_date | 2026-06-01 | text |  | JSON/COBie/IFC | Conditional | assets[].manufacturer_data.warranty_start_date | BIM/MEP/O&M | Pending
554ddc96-685e-4c19-b62a-1d3cf042a954 | Sprinkler Zone Valve L20-001 | IfcValve | LOI_Manufacturer | manufacturer_data.warranty_end_date | 2028-06-01 | text |  | JSON/COBie/IFC | Conditional | assets[].manufacturer_data.warranty_end_date | BIM/MEP/O&M | Pending
554ddc96-685e-4c19-b62a-1d3cf042a954 | Sprinkler Zone Valve L20-001 | IfcValve | LOI_Operation_Maintenance | operation_data.maintainable | TRUE | boolean |  | JSON/COBie/IFC | Conditional | assets[].operation_data.maintainable | BIM/MEP/O&M | Pending
554ddc96-685e-4c19-b62a-1d3cf042a954 | Sprinkler Zone Valve L20-001 | IfcValve | LOI_Operation_Maintenance | operation_data.criticality | High | text |  | JSON/COBie/IFC | Yes | assets[].operation_data.criticality | BIM/MEP/O&M | Pending
554ddc96-685e-4c19-b62a-1d3cf042a954 | Sprinkler Zone Valve L20-001 | IfcValve | LOI_Operation_Maintenance | operation_data.expected_life_years | 15 | number |  | JSON/COBie/IFC | Conditional | assets[].operation_data.expected_life_years | BIM/MEP/O&M | Pending
554ddc96-685e-4c19-b62a-1d3cf042a954 | Sprinkler Zone Valve L20-001 | IfcValve | LOI_Operation_Maintenance | operation_data.maintenance_strategy | preventive_and_condition_based | text |  | JSON/COBie/IFC | Yes | assets[].operation_data.maintenance_strategy | BIM/MEP/O&M | Pending
554ddc96-685e-4c19-b62a-1d3cf042a954 | Sprinkler Zone Valve L20-001 | IfcValve | LOI_Operation_Maintenance | operation_data.cmms_asset_id | CMMS-SPRINKLER-L20-001 | text |  | JSON/COBie/IFC | Yes | assets[].operation_data.cmms_asset_id | BIM/MEP/O&M | Pending
554ddc96-685e-4c19-b62a-1d3cf042a954 | Sprinkler Zone Valve L20-001 | IfcValve | LOI_Operation_Maintenance | operation_data.spare_part_group | SPARE-VALVE | text |  | JSON/COBie/IFC | Conditional | assets[].operation_data.spare_part_group | BIM/MEP/O&M | Pending
554ddc96-685e-4c19-b62a-1d3cf042a954 | Sprinkler Zone Valve L20-001 | IfcValve | LOI_Operation_Maintenance | operation_data.manual_url | https://example.com/om_manuals/SPRINKLER-L20-001.pdf | text |  | JSON/COBie/IFC | Conditional | assets[].operation_data.manual_url | BIM/MEP/O&M | Pending
554ddc96-685e-4c19-b62a-1d3cf042a954 | Sprinkler Zone Valve L20-001 | IfcValve | DTP_Metadata | digital_twin.dt_entity_type | asset | text |  | JSON/COBie/IFC | Conditional | assets[].digital_twin.dt_entity_type | BIM/MEP/O&M | Pending
554ddc96-685e-4c19-b62a-1d3cf042a954 | Sprinkler Zone Valve L20-001 | IfcValve | DTP_Metadata | digital_twin.state_source | BMS/IoT/CMMS | text |  | JSON/COBie/IFC | Conditional | assets[].digital_twin.state_source | BIM/MEP/O&M | Pending
554ddc96-685e-4c19-b62a-1d3cf042a954 | Sprinkler Zone Valve L20-001 | IfcValve | DTP_Metadata | digital_twin.realtime_enabled | TRUE | boolean |  | JSON/COBie/IFC | Conditional | assets[].digital_twin.realtime_enabled | BIM/MEP/O&M | Pending
554ddc96-685e-4c19-b62a-1d3cf042a954 | Sprinkler Zone Valve L20-001 | IfcValve | DTP_Metadata | digital_twin.history_enabled | TRUE | boolean |  | JSON/COBie/IFC | Conditional | assets[].digital_twin.history_enabled | BIM/MEP/O&M | Pending
554ddc96-685e-4c19-b62a-1d3cf042a954 | Sprinkler Zone Valve L20-001 | IfcValve | DTP_Metadata | digital_twin.visual_selectable | TRUE | boolean |  | JSON/COBie/IFC | Conditional | assets[].digital_twin.visual_selectable | BIM/MEP/O&M | Pending
554ddc96-685e-4c19-b62a-1d3cf042a954 | Sprinkler Zone Valve L20-001 | IfcValve | DTP_Metadata | digital_twin.visual_highlight_layer | LAYER-ASSET-FIRE-FIGHTING | text |  | JSON/COBie/IFC | Conditional | assets[].digital_twin.visual_highlight_layer | BIM/MEP/O&M | Pending
554ddc96-685e-4c19-b62a-1d3cf042a954 | Sprinkler Zone Valve L20-001 | IfcValve | Asset_Metadata | tags[0] | fire_fighting | text |  | JSON/COBie/IFC | Conditional | assets[].tags[0] | BIM/MEP/O&M | Pending
554ddc96-685e-4c19-b62a-1d3cf042a954 | Sprinkler Zone Valve L20-001 | IfcValve | Asset_Metadata | tags[1] | valve | text |  | JSON/COBie/IFC | Conditional | assets[].tags[1] | BIM/MEP/O&M | Pending
554ddc96-685e-4c19-b62a-1d3cf042a954 | Sprinkler Zone Valve L20-001 | IfcValve | Asset_Metadata | tags[2] | sprinklervalve | text |  | JSON/COBie/IFC | Conditional | assets[].tags[2] | BIM/MEP/O&M | Pending
968428ad-028c-4999-9f22-0280fe6ec3bf | Domestic Water Pump 01 | IfcFlowMovingDevice | Asset_Metadata | asset_id | DOM-PUMP-001 | text |  | JSON/COBie/IFC | Yes | assets[].asset_id | BIM/MEP/O&M | Pending
968428ad-028c-4999-9f22-0280fe6ec3bf | Domestic Water Pump 01 | IfcFlowMovingDevice | Asset_Metadata | asset_name | Domestic Water Pump 01 | text |  | JSON/COBie/IFC | Yes | assets[].asset_name | BIM/MEP/O&M | Pending
968428ad-028c-4999-9f22-0280fe6ec3bf | Domestic Water Pump 01 | IfcFlowMovingDevice | Asset_Metadata | asset_status | in_service | text |  | JSON/COBie/IFC | Conditional | assets[].asset_status | BIM/MEP/O&M | Pending
968428ad-028c-4999-9f22-0280fe6ec3bf | Domestic Water Pump 01 | IfcFlowMovingDevice | Asset_Metadata | system | Plumbing | text |  | JSON/COBie/IFC | Yes | assets[].system | BIM/MEP/O&M | Pending
968428ad-028c-4999-9f22-0280fe6ec3bf | Domestic Water Pump 01 | IfcFlowMovingDevice | Asset_Metadata | discipline | MEP | text |  | JSON/COBie/IFC | Conditional | assets[].discipline | BIM/MEP/O&M | Pending
968428ad-028c-4999-9f22-0280fe6ec3bf | Domestic Water Pump 01 | IfcFlowMovingDevice | Asset_Metadata | category | Pump | text |  | JSON/COBie/IFC | Conditional | assets[].category | BIM/MEP/O&M | Pending
968428ad-028c-4999-9f22-0280fe6ec3bf | Domestic Water Pump 01 | IfcFlowMovingDevice | Asset_Metadata | asset_type | DomesticWaterPump | text |  | JSON/COBie/IFC | Yes | assets[].asset_type | BIM/MEP/O&M | Pending
968428ad-028c-4999-9f22-0280fe6ec3bf | Domestic Water Pump 01 | IfcFlowMovingDevice | LOI_Classification | classification.uniclass_code | placeholder | text |  | JSON/COBie/IFC | Yes | assets[].classification.uniclass_code | BIM/MEP/O&M | Pending
968428ad-028c-4999-9f22-0280fe6ec3bf | Domestic Water Pump 01 | IfcFlowMovingDevice | LOI_Classification | classification.omniclass_code | placeholder | text |  | JSON/COBie/IFC | Yes | assets[].classification.omniclass_code | BIM/MEP/O&M | Pending
968428ad-028c-4999-9f22-0280fe6ec3bf | Domestic Water Pump 01 | IfcFlowMovingDevice | LOI_Classification | classification.local_classification | Plumbing/Pump/DomesticWaterPump | text |  | JSON/COBie/IFC | Conditional | assets[].classification.local_classification | BIM/MEP/O&M | Pending
968428ad-028c-4999-9f22-0280fe6ec3bf | Domestic Water Pump 01 | IfcFlowMovingDevice | LOI_Location | location.facility_id | FAC-OFFICE-TOWER-A | text |  | JSON/COBie/IFC | Conditional | assets[].location.facility_id | BIM/MEP/O&M | Pending
968428ad-028c-4999-9f22-0280fe6ec3bf | Domestic Water Pump 01 | IfcFlowMovingDevice | LOI_Location | location.floor_id | FL-B2 | text |  | JSON/COBie/IFC | Yes | assets[].location.floor_id | BIM/MEP/O&M | Pending
968428ad-028c-4999-9f22-0280fe6ec3bf | Domestic Water Pump 01 | IfcFlowMovingDevice | LOI_Location | location.space_id | SP-B2-WATER-TANK | text |  | JSON/COBie/IFC | Yes | assets[].location.space_id | BIM/MEP/O&M | Pending
968428ad-028c-4999-9f22-0280fe6ec3bf | Domestic Water Pump 01 | IfcFlowMovingDevice | LOI_Location | location.zone_id | ZONE-FIRE-B1 | text |  | JSON/COBie/IFC | Conditional | assets[].location.zone_id | BIM/MEP/O&M | Pending
968428ad-028c-4999-9f22-0280fe6ec3bf | Domestic Water Pump 01 | IfcFlowMovingDevice | IFC_Core | bim_mapping.ifc_guid | 968428ad-028c-4999-9f22-0280fe6ec3bf | text |  | JSON/COBie/IFC | Yes | assets[].bim_mapping.ifc_guid | BIM/MEP/O&M | Pending
968428ad-028c-4999-9f22-0280fe6ec3bf | Domestic Water Pump 01 | IfcFlowMovingDevice | IFC_Core | bim_mapping.ifc_entity | IfcFlowMovingDevice | text |  | JSON/COBie/IFC | Conditional | assets[].bim_mapping.ifc_entity | BIM/MEP/O&M | Pending
968428ad-028c-4999-9f22-0280fe6ec3bf | Domestic Water Pump 01 | IfcFlowMovingDevice | IFC_Core | bim_mapping.ifc_name | Domestic Water Pump 01 | text |  | JSON/COBie/IFC | Conditional | assets[].bim_mapping.ifc_name | BIM/MEP/O&M | Pending
968428ad-028c-4999-9f22-0280fe6ec3bf | Domestic Water Pump 01 | IfcFlowMovingDevice | IFC_Core | bim_mapping.source_model_id | IFC-MEP-001 | text |  | JSON/COBie/IFC | Conditional | assets[].bim_mapping.source_model_id | BIM/MEP/O&M | Pending
968428ad-028c-4999-9f22-0280fe6ec3bf | Domestic Water Pump 01 | IfcFlowMovingDevice | IFC_Core | bim_mapping.global_id_locked | TRUE | boolean |  | JSON/COBie/IFC | Conditional | assets[].bim_mapping.global_id_locked | BIM/MEP/O&M | Pending
968428ad-028c-4999-9f22-0280fe6ec3bf | Domestic Water Pump 01 | IfcFlowMovingDevice | Asset_Metadata | cobie_mapping.component_name | DOM-PUMP-001 | text |  | JSON/COBie/IFC | Conditional | assets[].cobie_mapping.component_name | BIM/MEP/O&M | Pending
968428ad-028c-4999-9f22-0280fe6ec3bf | Domestic Water Pump 01 | IfcFlowMovingDevice | Asset_Metadata | cobie_mapping.type_name | DomesticWaterPump | text |  | JSON/COBie/IFC | Conditional | assets[].cobie_mapping.type_name | BIM/MEP/O&M | Pending
968428ad-028c-4999-9f22-0280fe6ec3bf | Domestic Water Pump 01 | IfcFlowMovingDevice | Asset_Metadata | cobie_mapping.system_name | Plumbing | text |  | JSON/COBie/IFC | Conditional | assets[].cobie_mapping.system_name | BIM/MEP/O&M | Pending
968428ad-028c-4999-9f22-0280fe6ec3bf | Domestic Water Pump 01 | IfcFlowMovingDevice | Asset_Metadata | cobie_mapping.space_name | SP-B2-WATER-TANK | text |  | JSON/COBie/IFC | Conditional | assets[].cobie_mapping.space_name | BIM/MEP/O&M | Pending
968428ad-028c-4999-9f22-0280fe6ec3bf | Domestic Water Pump 01 | IfcFlowMovingDevice | LOI_Manufacturer | manufacturer_data.manufacturer | Generic Manufacturer | text |  | JSON/COBie/IFC | Yes | assets[].manufacturer_data.manufacturer | BIM/MEP/O&M | Pending
968428ad-028c-4999-9f22-0280fe6ec3bf | Domestic Water Pump 01 | IfcFlowMovingDevice | LOI_Manufacturer | manufacturer_data.model | Model-Placeholder | text |  | JSON/COBie/IFC | Yes | assets[].manufacturer_data.model | BIM/MEP/O&M | Pending
968428ad-028c-4999-9f22-0280fe6ec3bf | Domestic Water Pump 01 | IfcFlowMovingDevice | LOI_Manufacturer | manufacturer_data.serial_number | SN-DOM-PUMP-001 | text |  | JSON/COBie/IFC | Yes | assets[].manufacturer_data.serial_number | BIM/MEP/O&M | Pending
968428ad-028c-4999-9f22-0280fe6ec3bf | Domestic Water Pump 01 | IfcFlowMovingDevice | LOI_Manufacturer | manufacturer_data.installation_date | 2026-05-15 | text |  | JSON/COBie/IFC | Conditional | assets[].manufacturer_data.installation_date | BIM/MEP/O&M | Pending
968428ad-028c-4999-9f22-0280fe6ec3bf | Domestic Water Pump 01 | IfcFlowMovingDevice | LOI_Manufacturer | manufacturer_data.warranty_start_date | 2026-06-01 | text |  | JSON/COBie/IFC | Conditional | assets[].manufacturer_data.warranty_start_date | BIM/MEP/O&M | Pending
968428ad-028c-4999-9f22-0280fe6ec3bf | Domestic Water Pump 01 | IfcFlowMovingDevice | LOI_Manufacturer | manufacturer_data.warranty_end_date | 2028-06-01 | text |  | JSON/COBie/IFC | Conditional | assets[].manufacturer_data.warranty_end_date | BIM/MEP/O&M | Pending
968428ad-028c-4999-9f22-0280fe6ec3bf | Domestic Water Pump 01 | IfcFlowMovingDevice | LOI_Operation_Maintenance | operation_data.maintainable | TRUE | boolean |  | JSON/COBie/IFC | Conditional | assets[].operation_data.maintainable | BIM/MEP/O&M | Pending
968428ad-028c-4999-9f22-0280fe6ec3bf | Domestic Water Pump 01 | IfcFlowMovingDevice | LOI_Operation_Maintenance | operation_data.criticality | Medium | text |  | JSON/COBie/IFC | Yes | assets[].operation_data.criticality | BIM/MEP/O&M | Pending
968428ad-028c-4999-9f22-0280fe6ec3bf | Domestic Water Pump 01 | IfcFlowMovingDevice | LOI_Operation_Maintenance | operation_data.expected_life_years | 15 | number |  | JSON/COBie/IFC | Conditional | assets[].operation_data.expected_life_years | BIM/MEP/O&M | Pending
968428ad-028c-4999-9f22-0280fe6ec3bf | Domestic Water Pump 01 | IfcFlowMovingDevice | LOI_Operation_Maintenance | operation_data.maintenance_strategy | preventive_and_condition_based | text |  | JSON/COBie/IFC | Yes | assets[].operation_data.maintenance_strategy | BIM/MEP/O&M | Pending
968428ad-028c-4999-9f22-0280fe6ec3bf | Domestic Water Pump 01 | IfcFlowMovingDevice | LOI_Operation_Maintenance | operation_data.cmms_asset_id | CMMS-DOM-PUMP-001 | text |  | JSON/COBie/IFC | Yes | assets[].operation_data.cmms_asset_id | BIM/MEP/O&M | Pending
968428ad-028c-4999-9f22-0280fe6ec3bf | Domestic Water Pump 01 | IfcFlowMovingDevice | LOI_Operation_Maintenance | operation_data.spare_part_group | SPARE-PUMP | text |  | JSON/COBie/IFC | Conditional | assets[].operation_data.spare_part_group | BIM/MEP/O&M | Pending
968428ad-028c-4999-9f22-0280fe6ec3bf | Domestic Water Pump 01 | IfcFlowMovingDevice | LOI_Operation_Maintenance | operation_data.manual_url | https://example.com/om_manuals/DOM-PUMP-001.pdf | text |  | JSON/COBie/IFC | Conditional | assets[].operation_data.manual_url | BIM/MEP/O&M | Pending
968428ad-028c-4999-9f22-0280fe6ec3bf | Domestic Water Pump 01 | IfcFlowMovingDevice | DTP_Metadata | digital_twin.dt_entity_type | asset | text |  | JSON/COBie/IFC | Conditional | assets[].digital_twin.dt_entity_type | BIM/MEP/O&M | Pending
968428ad-028c-4999-9f22-0280fe6ec3bf | Domestic Water Pump 01 | IfcFlowMovingDevice | DTP_Metadata | digital_twin.state_source | BMS/IoT/CMMS | text |  | JSON/COBie/IFC | Conditional | assets[].digital_twin.state_source | BIM/MEP/O&M | Pending
968428ad-028c-4999-9f22-0280fe6ec3bf | Domestic Water Pump 01 | IfcFlowMovingDevice | DTP_Metadata | digital_twin.realtime_enabled | TRUE | boolean |  | JSON/COBie/IFC | Conditional | assets[].digital_twin.realtime_enabled | BIM/MEP/O&M | Pending
968428ad-028c-4999-9f22-0280fe6ec3bf | Domestic Water Pump 01 | IfcFlowMovingDevice | DTP_Metadata | digital_twin.history_enabled | TRUE | boolean |  | JSON/COBie/IFC | Conditional | assets[].digital_twin.history_enabled | BIM/MEP/O&M | Pending
968428ad-028c-4999-9f22-0280fe6ec3bf | Domestic Water Pump 01 | IfcFlowMovingDevice | DTP_Metadata | digital_twin.visual_selectable | TRUE | boolean |  | JSON/COBie/IFC | Conditional | assets[].digital_twin.visual_selectable | BIM/MEP/O&M | Pending
968428ad-028c-4999-9f22-0280fe6ec3bf | Domestic Water Pump 01 | IfcFlowMovingDevice | DTP_Metadata | digital_twin.visual_highlight_layer | LAYER-ASSET-PLUMBING | text |  | JSON/COBie/IFC | Conditional | assets[].digital_twin.visual_highlight_layer | BIM/MEP/O&M | Pending
968428ad-028c-4999-9f22-0280fe6ec3bf | Domestic Water Pump 01 | IfcFlowMovingDevice | Asset_Metadata | tags[0] | plumbing | text |  | JSON/COBie/IFC | Conditional | assets[].tags[0] | BIM/MEP/O&M | Pending
968428ad-028c-4999-9f22-0280fe6ec3bf | Domestic Water Pump 01 | IfcFlowMovingDevice | Asset_Metadata | tags[1] | pump | text |  | JSON/COBie/IFC | Conditional | assets[].tags[1] | BIM/MEP/O&M | Pending
968428ad-028c-4999-9f22-0280fe6ec3bf | Domestic Water Pump 01 | IfcFlowMovingDevice | Asset_Metadata | tags[2] | domesticwaterpump | text |  | JSON/COBie/IFC | Conditional | assets[].tags[2] | BIM/MEP/O&M | Pending
b43e559e-ee99-49c2-8a8a-d6786b3bf5c9 | Sump Pump B2-001 | IfcFlowMovingDevice | Asset_Metadata | asset_id | SUMP-PUMP-B2-001 | text |  | JSON/COBie/IFC | Yes | assets[].asset_id | BIM/MEP/O&M | Pending
b43e559e-ee99-49c2-8a8a-d6786b3bf5c9 | Sump Pump B2-001 | IfcFlowMovingDevice | Asset_Metadata | asset_name | Sump Pump B2-001 | text |  | JSON/COBie/IFC | Yes | assets[].asset_name | BIM/MEP/O&M | Pending
b43e559e-ee99-49c2-8a8a-d6786b3bf5c9 | Sump Pump B2-001 | IfcFlowMovingDevice | Asset_Metadata | asset_status | in_service | text |  | JSON/COBie/IFC | Conditional | assets[].asset_status | BIM/MEP/O&M | Pending
b43e559e-ee99-49c2-8a8a-d6786b3bf5c9 | Sump Pump B2-001 | IfcFlowMovingDevice | Asset_Metadata | system | Drainage | text |  | JSON/COBie/IFC | Yes | assets[].system | BIM/MEP/O&M | Pending
b43e559e-ee99-49c2-8a8a-d6786b3bf5c9 | Sump Pump B2-001 | IfcFlowMovingDevice | Asset_Metadata | discipline | MEP | text |  | JSON/COBie/IFC | Conditional | assets[].discipline | BIM/MEP/O&M | Pending
b43e559e-ee99-49c2-8a8a-d6786b3bf5c9 | Sump Pump B2-001 | IfcFlowMovingDevice | Asset_Metadata | category | Pump | text |  | JSON/COBie/IFC | Conditional | assets[].category | BIM/MEP/O&M | Pending
b43e559e-ee99-49c2-8a8a-d6786b3bf5c9 | Sump Pump B2-001 | IfcFlowMovingDevice | Asset_Metadata | asset_type | SumpPump | text |  | JSON/COBie/IFC | Yes | assets[].asset_type | BIM/MEP/O&M | Pending
b43e559e-ee99-49c2-8a8a-d6786b3bf5c9 | Sump Pump B2-001 | IfcFlowMovingDevice | LOI_Classification | classification.uniclass_code | placeholder | text |  | JSON/COBie/IFC | Yes | assets[].classification.uniclass_code | BIM/MEP/O&M | Pending
b43e559e-ee99-49c2-8a8a-d6786b3bf5c9 | Sump Pump B2-001 | IfcFlowMovingDevice | LOI_Classification | classification.omniclass_code | placeholder | text |  | JSON/COBie/IFC | Yes | assets[].classification.omniclass_code | BIM/MEP/O&M | Pending
b43e559e-ee99-49c2-8a8a-d6786b3bf5c9 | Sump Pump B2-001 | IfcFlowMovingDevice | LOI_Classification | classification.local_classification | Drainage/Pump/SumpPump | text |  | JSON/COBie/IFC | Conditional | assets[].classification.local_classification | BIM/MEP/O&M | Pending
b43e559e-ee99-49c2-8a8a-d6786b3bf5c9 | Sump Pump B2-001 | IfcFlowMovingDevice | LOI_Location | location.facility_id | FAC-OFFICE-TOWER-A | text |  | JSON/COBie/IFC | Conditional | assets[].location.facility_id | BIM/MEP/O&M | Pending
b43e559e-ee99-49c2-8a8a-d6786b3bf5c9 | Sump Pump B2-001 | IfcFlowMovingDevice | LOI_Location | location.floor_id | FL-B2 | text |  | JSON/COBie/IFC | Yes | assets[].location.floor_id | BIM/MEP/O&M | Pending
b43e559e-ee99-49c2-8a8a-d6786b3bf5c9 | Sump Pump B2-001 | IfcFlowMovingDevice | LOI_Location | location.space_id | SP-B2-WATER-TANK | text |  | JSON/COBie/IFC | Yes | assets[].location.space_id | BIM/MEP/O&M | Pending
b43e559e-ee99-49c2-8a8a-d6786b3bf5c9 | Sump Pump B2-001 | IfcFlowMovingDevice | LOI_Location | location.zone_id | ZONE-FIRE-B1 | text |  | JSON/COBie/IFC | Conditional | assets[].location.zone_id | BIM/MEP/O&M | Pending
b43e559e-ee99-49c2-8a8a-d6786b3bf5c9 | Sump Pump B2-001 | IfcFlowMovingDevice | IFC_Core | bim_mapping.ifc_guid | b43e559e-ee99-49c2-8a8a-d6786b3bf5c9 | text |  | JSON/COBie/IFC | Yes | assets[].bim_mapping.ifc_guid | BIM/MEP/O&M | Pending
b43e559e-ee99-49c2-8a8a-d6786b3bf5c9 | Sump Pump B2-001 | IfcFlowMovingDevice | IFC_Core | bim_mapping.ifc_entity | IfcFlowMovingDevice | text |  | JSON/COBie/IFC | Conditional | assets[].bim_mapping.ifc_entity | BIM/MEP/O&M | Pending
b43e559e-ee99-49c2-8a8a-d6786b3bf5c9 | Sump Pump B2-001 | IfcFlowMovingDevice | IFC_Core | bim_mapping.ifc_name | Sump Pump B2-001 | text |  | JSON/COBie/IFC | Conditional | assets[].bim_mapping.ifc_name | BIM/MEP/O&M | Pending
b43e559e-ee99-49c2-8a8a-d6786b3bf5c9 | Sump Pump B2-001 | IfcFlowMovingDevice | IFC_Core | bim_mapping.source_model_id | IFC-MEP-001 | text |  | JSON/COBie/IFC | Conditional | assets[].bim_mapping.source_model_id | BIM/MEP/O&M | Pending
b43e559e-ee99-49c2-8a8a-d6786b3bf5c9 | Sump Pump B2-001 | IfcFlowMovingDevice | IFC_Core | bim_mapping.global_id_locked | TRUE | boolean |  | JSON/COBie/IFC | Conditional | assets[].bim_mapping.global_id_locked | BIM/MEP/O&M | Pending
b43e559e-ee99-49c2-8a8a-d6786b3bf5c9 | Sump Pump B2-001 | IfcFlowMovingDevice | Asset_Metadata | cobie_mapping.component_name | SUMP-PUMP-B2-001 | text |  | JSON/COBie/IFC | Conditional | assets[].cobie_mapping.component_name | BIM/MEP/O&M | Pending
b43e559e-ee99-49c2-8a8a-d6786b3bf5c9 | Sump Pump B2-001 | IfcFlowMovingDevice | Asset_Metadata | cobie_mapping.type_name | SumpPump | text |  | JSON/COBie/IFC | Conditional | assets[].cobie_mapping.type_name | BIM/MEP/O&M | Pending
b43e559e-ee99-49c2-8a8a-d6786b3bf5c9 | Sump Pump B2-001 | IfcFlowMovingDevice | Asset_Metadata | cobie_mapping.system_name | Drainage | text |  | JSON/COBie/IFC | Conditional | assets[].cobie_mapping.system_name | BIM/MEP/O&M | Pending
b43e559e-ee99-49c2-8a8a-d6786b3bf5c9 | Sump Pump B2-001 | IfcFlowMovingDevice | Asset_Metadata | cobie_mapping.space_name | SP-B2-WATER-TANK | text |  | JSON/COBie/IFC | Conditional | assets[].cobie_mapping.space_name | BIM/MEP/O&M | Pending
b43e559e-ee99-49c2-8a8a-d6786b3bf5c9 | Sump Pump B2-001 | IfcFlowMovingDevice | LOI_Manufacturer | manufacturer_data.manufacturer | Generic Manufacturer | text |  | JSON/COBie/IFC | Yes | assets[].manufacturer_data.manufacturer | BIM/MEP/O&M | Pending
b43e559e-ee99-49c2-8a8a-d6786b3bf5c9 | Sump Pump B2-001 | IfcFlowMovingDevice | LOI_Manufacturer | manufacturer_data.model | Model-Placeholder | text |  | JSON/COBie/IFC | Yes | assets[].manufacturer_data.model | BIM/MEP/O&M | Pending
b43e559e-ee99-49c2-8a8a-d6786b3bf5c9 | Sump Pump B2-001 | IfcFlowMovingDevice | LOI_Manufacturer | manufacturer_data.serial_number | SN-SUMP-PUMP-B2-001 | text |  | JSON/COBie/IFC | Yes | assets[].manufacturer_data.serial_number | BIM/MEP/O&M | Pending
b43e559e-ee99-49c2-8a8a-d6786b3bf5c9 | Sump Pump B2-001 | IfcFlowMovingDevice | LOI_Manufacturer | manufacturer_data.installation_date | 2026-05-15 | text |  | JSON/COBie/IFC | Conditional | assets[].manufacturer_data.installation_date | BIM/MEP/O&M | Pending
b43e559e-ee99-49c2-8a8a-d6786b3bf5c9 | Sump Pump B2-001 | IfcFlowMovingDevice | LOI_Manufacturer | manufacturer_data.warranty_start_date | 2026-06-01 | text |  | JSON/COBie/IFC | Conditional | assets[].manufacturer_data.warranty_start_date | BIM/MEP/O&M | Pending
b43e559e-ee99-49c2-8a8a-d6786b3bf5c9 | Sump Pump B2-001 | IfcFlowMovingDevice | LOI_Manufacturer | manufacturer_data.warranty_end_date | 2028-06-01 | text |  | JSON/COBie/IFC | Conditional | assets[].manufacturer_data.warranty_end_date | BIM/MEP/O&M | Pending
b43e559e-ee99-49c2-8a8a-d6786b3bf5c9 | Sump Pump B2-001 | IfcFlowMovingDevice | LOI_Operation_Maintenance | operation_data.maintainable | TRUE | boolean |  | JSON/COBie/IFC | Conditional | assets[].operation_data.maintainable | BIM/MEP/O&M | Pending
b43e559e-ee99-49c2-8a8a-d6786b3bf5c9 | Sump Pump B2-001 | IfcFlowMovingDevice | LOI_Operation_Maintenance | operation_data.criticality | High | text |  | JSON/COBie/IFC | Yes | assets[].operation_data.criticality | BIM/MEP/O&M | Pending
b43e559e-ee99-49c2-8a8a-d6786b3bf5c9 | Sump Pump B2-001 | IfcFlowMovingDevice | LOI_Operation_Maintenance | operation_data.expected_life_years | 15 | number |  | JSON/COBie/IFC | Conditional | assets[].operation_data.expected_life_years | BIM/MEP/O&M | Pending
b43e559e-ee99-49c2-8a8a-d6786b3bf5c9 | Sump Pump B2-001 | IfcFlowMovingDevice | LOI_Operation_Maintenance | operation_data.maintenance_strategy | preventive_and_condition_based | text |  | JSON/COBie/IFC | Yes | assets[].operation_data.maintenance_strategy | BIM/MEP/O&M | Pending
b43e559e-ee99-49c2-8a8a-d6786b3bf5c9 | Sump Pump B2-001 | IfcFlowMovingDevice | LOI_Operation_Maintenance | operation_data.cmms_asset_id | CMMS-SUMP-PUMP-B2-001 | text |  | JSON/COBie/IFC | Yes | assets[].operation_data.cmms_asset_id | BIM/MEP/O&M | Pending
b43e559e-ee99-49c2-8a8a-d6786b3bf5c9 | Sump Pump B2-001 | IfcFlowMovingDevice | LOI_Operation_Maintenance | operation_data.spare_part_group | SPARE-PUMP | text |  | JSON/COBie/IFC | Conditional | assets[].operation_data.spare_part_group | BIM/MEP/O&M | Pending
b43e559e-ee99-49c2-8a8a-d6786b3bf5c9 | Sump Pump B2-001 | IfcFlowMovingDevice | LOI_Operation_Maintenance | operation_data.manual_url | https://example.com/om_manuals/SUMP-PUMP-B2-001.pdf | text |  | JSON/COBie/IFC | Conditional | assets[].operation_data.manual_url | BIM/MEP/O&M | Pending
b43e559e-ee99-49c2-8a8a-d6786b3bf5c9 | Sump Pump B2-001 | IfcFlowMovingDevice | DTP_Metadata | digital_twin.dt_entity_type | asset | text |  | JSON/COBie/IFC | Conditional | assets[].digital_twin.dt_entity_type | BIM/MEP/O&M | Pending
b43e559e-ee99-49c2-8a8a-d6786b3bf5c9 | Sump Pump B2-001 | IfcFlowMovingDevice | DTP_Metadata | digital_twin.state_source | BMS/IoT/CMMS | text |  | JSON/COBie/IFC | Conditional | assets[].digital_twin.state_source | BIM/MEP/O&M | Pending
b43e559e-ee99-49c2-8a8a-d6786b3bf5c9 | Sump Pump B2-001 | IfcFlowMovingDevice | DTP_Metadata | digital_twin.realtime_enabled | TRUE | boolean |  | JSON/COBie/IFC | Conditional | assets[].digital_twin.realtime_enabled | BIM/MEP/O&M | Pending
b43e559e-ee99-49c2-8a8a-d6786b3bf5c9 | Sump Pump B2-001 | IfcFlowMovingDevice | DTP_Metadata | digital_twin.history_enabled | TRUE | boolean |  | JSON/COBie/IFC | Conditional | assets[].digital_twin.history_enabled | BIM/MEP/O&M | Pending
b43e559e-ee99-49c2-8a8a-d6786b3bf5c9 | Sump Pump B2-001 | IfcFlowMovingDevice | DTP_Metadata | digital_twin.visual_selectable | TRUE | boolean |  | JSON/COBie/IFC | Conditional | assets[].digital_twin.visual_selectable | BIM/MEP/O&M | Pending
b43e559e-ee99-49c2-8a8a-d6786b3bf5c9 | Sump Pump B2-001 | IfcFlowMovingDevice | DTP_Metadata | digital_twin.visual_highlight_layer | LAYER-ASSET-DRAINAGE | text |  | JSON/COBie/IFC | Conditional | assets[].digital_twin.visual_highlight_layer | BIM/MEP/O&M | Pending
b43e559e-ee99-49c2-8a8a-d6786b3bf5c9 | Sump Pump B2-001 | IfcFlowMovingDevice | Asset_Metadata | tags[0] | drainage | text |  | JSON/COBie/IFC | Conditional | assets[].tags[0] | BIM/MEP/O&M | Pending
b43e559e-ee99-49c2-8a8a-d6786b3bf5c9 | Sump Pump B2-001 | IfcFlowMovingDevice | Asset_Metadata | tags[1] | pump | text |  | JSON/COBie/IFC | Conditional | assets[].tags[1] | BIM/MEP/O&M | Pending
b43e559e-ee99-49c2-8a8a-d6786b3bf5c9 | Sump Pump B2-001 | IfcFlowMovingDevice | Asset_Metadata | tags[2] | sumppump | text |  | JSON/COBie/IFC | Conditional | assets[].tags[2] | BIM/MEP/O&M | Pending
8e23e835-f0e8-4633-ad67-b5fb7b659ee8 | Main Water Meter 01 | IfcFlowMeter | Asset_Metadata | asset_id | WATER-METER-001 | text |  | JSON/COBie/IFC | Yes | assets[].asset_id | BIM/MEP/O&M | Pending
8e23e835-f0e8-4633-ad67-b5fb7b659ee8 | Main Water Meter 01 | IfcFlowMeter | Asset_Metadata | asset_name | Main Water Meter 01 | text |  | JSON/COBie/IFC | Yes | assets[].asset_name | BIM/MEP/O&M | Pending
8e23e835-f0e8-4633-ad67-b5fb7b659ee8 | Main Water Meter 01 | IfcFlowMeter | Asset_Metadata | asset_status | in_service | text |  | JSON/COBie/IFC | Conditional | assets[].asset_status | BIM/MEP/O&M | Pending
8e23e835-f0e8-4633-ad67-b5fb7b659ee8 | Main Water Meter 01 | IfcFlowMeter | Asset_Metadata | system | Plumbing | text |  | JSON/COBie/IFC | Yes | assets[].system | BIM/MEP/O&M | Pending
8e23e835-f0e8-4633-ad67-b5fb7b659ee8 | Main Water Meter 01 | IfcFlowMeter | Asset_Metadata | discipline | MEP | text |  | JSON/COBie/IFC | Conditional | assets[].discipline | BIM/MEP/O&M | Pending
8e23e835-f0e8-4633-ad67-b5fb7b659ee8 | Main Water Meter 01 | IfcFlowMeter | Asset_Metadata | category | Meter | text |  | JSON/COBie/IFC | Conditional | assets[].category | BIM/MEP/O&M | Pending
8e23e835-f0e8-4633-ad67-b5fb7b659ee8 | Main Water Meter 01 | IfcFlowMeter | Asset_Metadata | asset_type | WaterMeter | text |  | JSON/COBie/IFC | Yes | assets[].asset_type | BIM/MEP/O&M | Pending
8e23e835-f0e8-4633-ad67-b5fb7b659ee8 | Main Water Meter 01 | IfcFlowMeter | LOI_Classification | classification.uniclass_code | placeholder | text |  | JSON/COBie/IFC | Yes | assets[].classification.uniclass_code | BIM/MEP/O&M | Pending
8e23e835-f0e8-4633-ad67-b5fb7b659ee8 | Main Water Meter 01 | IfcFlowMeter | LOI_Classification | classification.omniclass_code | placeholder | text |  | JSON/COBie/IFC | Yes | assets[].classification.omniclass_code | BIM/MEP/O&M | Pending
8e23e835-f0e8-4633-ad67-b5fb7b659ee8 | Main Water Meter 01 | IfcFlowMeter | LOI_Classification | classification.local_classification | Plumbing/Meter/WaterMeter | text |  | JSON/COBie/IFC | Conditional | assets[].classification.local_classification | BIM/MEP/O&M | Pending
8e23e835-f0e8-4633-ad67-b5fb7b659ee8 | Main Water Meter 01 | IfcFlowMeter | LOI_Location | location.facility_id | FAC-OFFICE-TOWER-A | text |  | JSON/COBie/IFC | Conditional | assets[].location.facility_id | BIM/MEP/O&M | Pending
8e23e835-f0e8-4633-ad67-b5fb7b659ee8 | Main Water Meter 01 | IfcFlowMeter | LOI_Location | location.floor_id | FL-B2 | text |  | JSON/COBie/IFC | Yes | assets[].location.floor_id | BIM/MEP/O&M | Pending
8e23e835-f0e8-4633-ad67-b5fb7b659ee8 | Main Water Meter 01 | IfcFlowMeter | LOI_Location | location.space_id | SP-B2-WATER-TANK | text |  | JSON/COBie/IFC | Yes | assets[].location.space_id | BIM/MEP/O&M | Pending
8e23e835-f0e8-4633-ad67-b5fb7b659ee8 | Main Water Meter 01 | IfcFlowMeter | LOI_Location | location.zone_id | ZONE-FIRE-B1 | text |  | JSON/COBie/IFC | Conditional | assets[].location.zone_id | BIM/MEP/O&M | Pending
8e23e835-f0e8-4633-ad67-b5fb7b659ee8 | Main Water Meter 01 | IfcFlowMeter | IFC_Core | bim_mapping.ifc_guid | 8e23e835-f0e8-4633-ad67-b5fb7b659ee8 | text |  | JSON/COBie/IFC | Yes | assets[].bim_mapping.ifc_guid | BIM/MEP/O&M | Pending
8e23e835-f0e8-4633-ad67-b5fb7b659ee8 | Main Water Meter 01 | IfcFlowMeter | IFC_Core | bim_mapping.ifc_entity | IfcFlowMeter | text |  | JSON/COBie/IFC | Conditional | assets[].bim_mapping.ifc_entity | BIM/MEP/O&M | Pending
8e23e835-f0e8-4633-ad67-b5fb7b659ee8 | Main Water Meter 01 | IfcFlowMeter | IFC_Core | bim_mapping.ifc_name | Main Water Meter 01 | text |  | JSON/COBie/IFC | Conditional | assets[].bim_mapping.ifc_name | BIM/MEP/O&M | Pending
8e23e835-f0e8-4633-ad67-b5fb7b659ee8 | Main Water Meter 01 | IfcFlowMeter | IFC_Core | bim_mapping.source_model_id | IFC-MEP-001 | text |  | JSON/COBie/IFC | Conditional | assets[].bim_mapping.source_model_id | BIM/MEP/O&M | Pending
8e23e835-f0e8-4633-ad67-b5fb7b659ee8 | Main Water Meter 01 | IfcFlowMeter | IFC_Core | bim_mapping.global_id_locked | TRUE | boolean |  | JSON/COBie/IFC | Conditional | assets[].bim_mapping.global_id_locked | BIM/MEP/O&M | Pending
8e23e835-f0e8-4633-ad67-b5fb7b659ee8 | Main Water Meter 01 | IfcFlowMeter | Asset_Metadata | cobie_mapping.component_name | WATER-METER-001 | text |  | JSON/COBie/IFC | Conditional | assets[].cobie_mapping.component_name | BIM/MEP/O&M | Pending
8e23e835-f0e8-4633-ad67-b5fb7b659ee8 | Main Water Meter 01 | IfcFlowMeter | Asset_Metadata | cobie_mapping.type_name | WaterMeter | text |  | JSON/COBie/IFC | Conditional | assets[].cobie_mapping.type_name | BIM/MEP/O&M | Pending
8e23e835-f0e8-4633-ad67-b5fb7b659ee8 | Main Water Meter 01 | IfcFlowMeter | Asset_Metadata | cobie_mapping.system_name | Plumbing | text |  | JSON/COBie/IFC | Conditional | assets[].cobie_mapping.system_name | BIM/MEP/O&M | Pending
8e23e835-f0e8-4633-ad67-b5fb7b659ee8 | Main Water Meter 01 | IfcFlowMeter | Asset_Metadata | cobie_mapping.space_name | SP-B2-WATER-TANK | text |  | JSON/COBie/IFC | Conditional | assets[].cobie_mapping.space_name | BIM/MEP/O&M | Pending
8e23e835-f0e8-4633-ad67-b5fb7b659ee8 | Main Water Meter 01 | IfcFlowMeter | LOI_Manufacturer | manufacturer_data.manufacturer | Generic Manufacturer | text |  | JSON/COBie/IFC | Yes | assets[].manufacturer_data.manufacturer | BIM/MEP/O&M | Pending
8e23e835-f0e8-4633-ad67-b5fb7b659ee8 | Main Water Meter 01 | IfcFlowMeter | LOI_Manufacturer | manufacturer_data.model | Model-Placeholder | text |  | JSON/COBie/IFC | Yes | assets[].manufacturer_data.model | BIM/MEP/O&M | Pending
8e23e835-f0e8-4633-ad67-b5fb7b659ee8 | Main Water Meter 01 | IfcFlowMeter | LOI_Manufacturer | manufacturer_data.serial_number | SN-WATER-METER-001 | text |  | JSON/COBie/IFC | Yes | assets[].manufacturer_data.serial_number | BIM/MEP/O&M | Pending
8e23e835-f0e8-4633-ad67-b5fb7b659ee8 | Main Water Meter 01 | IfcFlowMeter | LOI_Manufacturer | manufacturer_data.installation_date | 2026-05-15 | text |  | JSON/COBie/IFC | Conditional | assets[].manufacturer_data.installation_date | BIM/MEP/O&M | Pending
8e23e835-f0e8-4633-ad67-b5fb7b659ee8 | Main Water Meter 01 | IfcFlowMeter | LOI_Manufacturer | manufacturer_data.warranty_start_date | 2026-06-01 | text |  | JSON/COBie/IFC | Conditional | assets[].manufacturer_data.warranty_start_date | BIM/MEP/O&M | Pending
8e23e835-f0e8-4633-ad67-b5fb7b659ee8 | Main Water Meter 01 | IfcFlowMeter | LOI_Manufacturer | manufacturer_data.warranty_end_date | 2028-06-01 | text |  | JSON/COBie/IFC | Conditional | assets[].manufacturer_data.warranty_end_date | BIM/MEP/O&M | Pending
8e23e835-f0e8-4633-ad67-b5fb7b659ee8 | Main Water Meter 01 | IfcFlowMeter | LOI_Operation_Maintenance | operation_data.maintainable | TRUE | boolean |  | JSON/COBie/IFC | Conditional | assets[].operation_data.maintainable | BIM/MEP/O&M | Pending
8e23e835-f0e8-4633-ad67-b5fb7b659ee8 | Main Water Meter 01 | IfcFlowMeter | LOI_Operation_Maintenance | operation_data.criticality | Medium | text |  | JSON/COBie/IFC | Yes | assets[].operation_data.criticality | BIM/MEP/O&M | Pending
8e23e835-f0e8-4633-ad67-b5fb7b659ee8 | Main Water Meter 01 | IfcFlowMeter | LOI_Operation_Maintenance | operation_data.expected_life_years | 15 | number |  | JSON/COBie/IFC | Conditional | assets[].operation_data.expected_life_years | BIM/MEP/O&M | Pending
8e23e835-f0e8-4633-ad67-b5fb7b659ee8 | Main Water Meter 01 | IfcFlowMeter | LOI_Operation_Maintenance | operation_data.maintenance_strategy | preventive_and_condition_based | text |  | JSON/COBie/IFC | Yes | assets[].operation_data.maintenance_strategy | BIM/MEP/O&M | Pending
8e23e835-f0e8-4633-ad67-b5fb7b659ee8 | Main Water Meter 01 | IfcFlowMeter | LOI_Operation_Maintenance | operation_data.cmms_asset_id | CMMS-WATER-METER-001 | text |  | JSON/COBie/IFC | Yes | assets[].operation_data.cmms_asset_id | BIM/MEP/O&M | Pending
8e23e835-f0e8-4633-ad67-b5fb7b659ee8 | Main Water Meter 01 | IfcFlowMeter | LOI_Operation_Maintenance | operation_data.spare_part_group | SPARE-METER | text |  | JSON/COBie/IFC | Conditional | assets[].operation_data.spare_part_group | BIM/MEP/O&M | Pending
8e23e835-f0e8-4633-ad67-b5fb7b659ee8 | Main Water Meter 01 | IfcFlowMeter | LOI_Operation_Maintenance | operation_data.manual_url | https://example.com/om_manuals/WATER-METER-001.pdf | text |  | JSON/COBie/IFC | Conditional | assets[].operation_data.manual_url | BIM/MEP/O&M | Pending
8e23e835-f0e8-4633-ad67-b5fb7b659ee8 | Main Water Meter 01 | IfcFlowMeter | DTP_Metadata | digital_twin.dt_entity_type | asset | text |  | JSON/COBie/IFC | Conditional | assets[].digital_twin.dt_entity_type | BIM/MEP/O&M | Pending
8e23e835-f0e8-4633-ad67-b5fb7b659ee8 | Main Water Meter 01 | IfcFlowMeter | DTP_Metadata | digital_twin.state_source | BMS/IoT/CMMS | text |  | JSON/COBie/IFC | Conditional | assets[].digital_twin.state_source | BIM/MEP/O&M | Pending
8e23e835-f0e8-4633-ad67-b5fb7b659ee8 | Main Water Meter 01 | IfcFlowMeter | DTP_Metadata | digital_twin.realtime_enabled | TRUE | boolean |  | JSON/COBie/IFC | Conditional | assets[].digital_twin.realtime_enabled | BIM/MEP/O&M | Pending
8e23e835-f0e8-4633-ad67-b5fb7b659ee8 | Main Water Meter 01 | IfcFlowMeter | DTP_Metadata | digital_twin.history_enabled | TRUE | boolean |  | JSON/COBie/IFC | Conditional | assets[].digital_twin.history_enabled | BIM/MEP/O&M | Pending
8e23e835-f0e8-4633-ad67-b5fb7b659ee8 | Main Water Meter 01 | IfcFlowMeter | DTP_Metadata | digital_twin.visual_selectable | TRUE | boolean |  | JSON/COBie/IFC | Conditional | assets[].digital_twin.visual_selectable | BIM/MEP/O&M | Pending
8e23e835-f0e8-4633-ad67-b5fb7b659ee8 | Main Water Meter 01 | IfcFlowMeter | DTP_Metadata | digital_twin.visual_highlight_layer | LAYER-ASSET-PLUMBING | text |  | JSON/COBie/IFC | Conditional | assets[].digital_twin.visual_highlight_layer | BIM/MEP/O&M | Pending
8e23e835-f0e8-4633-ad67-b5fb7b659ee8 | Main Water Meter 01 | IfcFlowMeter | Asset_Metadata | tags[0] | plumbing | text |  | JSON/COBie/IFC | Conditional | assets[].tags[0] | BIM/MEP/O&M | Pending
8e23e835-f0e8-4633-ad67-b5fb7b659ee8 | Main Water Meter 01 | IfcFlowMeter | Asset_Metadata | tags[1] | meter | text |  | JSON/COBie/IFC | Conditional | assets[].tags[1] | BIM/MEP/O&M | Pending
8e23e835-f0e8-4633-ad67-b5fb7b659ee8 | Main Water Meter 01 | IfcFlowMeter | Asset_Metadata | tags[2] | watermeter | text |  | JSON/COBie/IFC | Conditional | assets[].tags[2] | BIM/MEP/O&M | Pending
3bf1c62f-0b41-4975-b17e-d88f02b6efbb | Domestic Water Tank B2 | IfcTank | Asset_Metadata | asset_id | WATER-TANK-B2-001 | text |  | JSON/COBie/IFC | Yes | assets[].asset_id | BIM/MEP/O&M | Pending
3bf1c62f-0b41-4975-b17e-d88f02b6efbb | Domestic Water Tank B2 | IfcTank | Asset_Metadata | asset_name | Domestic Water Tank B2 | text |  | JSON/COBie/IFC | Yes | assets[].asset_name | BIM/MEP/O&M | Pending
3bf1c62f-0b41-4975-b17e-d88f02b6efbb | Domestic Water Tank B2 | IfcTank | Asset_Metadata | asset_status | in_service | text |  | JSON/COBie/IFC | Conditional | assets[].asset_status | BIM/MEP/O&M | Pending
3bf1c62f-0b41-4975-b17e-d88f02b6efbb | Domestic Water Tank B2 | IfcTank | Asset_Metadata | system | Plumbing | text |  | JSON/COBie/IFC | Yes | assets[].system | BIM/MEP/O&M | Pending
3bf1c62f-0b41-4975-b17e-d88f02b6efbb | Domestic Water Tank B2 | IfcTank | Asset_Metadata | discipline | MEP | text |  | JSON/COBie/IFC | Conditional | assets[].discipline | BIM/MEP/O&M | Pending
3bf1c62f-0b41-4975-b17e-d88f02b6efbb | Domestic Water Tank B2 | IfcTank | Asset_Metadata | category | Tank | text |  | JSON/COBie/IFC | Conditional | assets[].category | BIM/MEP/O&M | Pending
3bf1c62f-0b41-4975-b17e-d88f02b6efbb | Domestic Water Tank B2 | IfcTank | Asset_Metadata | asset_type | WaterTank | text |  | JSON/COBie/IFC | Yes | assets[].asset_type | BIM/MEP/O&M | Pending
3bf1c62f-0b41-4975-b17e-d88f02b6efbb | Domestic Water Tank B2 | IfcTank | LOI_Classification | classification.uniclass_code | placeholder | text |  | JSON/COBie/IFC | Yes | assets[].classification.uniclass_code | BIM/MEP/O&M | Pending
3bf1c62f-0b41-4975-b17e-d88f02b6efbb | Domestic Water Tank B2 | IfcTank | LOI_Classification | classification.omniclass_code | placeholder | text |  | JSON/COBie/IFC | Yes | assets[].classification.omniclass_code | BIM/MEP/O&M | Pending
3bf1c62f-0b41-4975-b17e-d88f02b6efbb | Domestic Water Tank B2 | IfcTank | LOI_Classification | classification.local_classification | Plumbing/Tank/WaterTank | text |  | JSON/COBie/IFC | Conditional | assets[].classification.local_classification | BIM/MEP/O&M | Pending
3bf1c62f-0b41-4975-b17e-d88f02b6efbb | Domestic Water Tank B2 | IfcTank | LOI_Location | location.facility_id | FAC-OFFICE-TOWER-A | text |  | JSON/COBie/IFC | Conditional | assets[].location.facility_id | BIM/MEP/O&M | Pending
3bf1c62f-0b41-4975-b17e-d88f02b6efbb | Domestic Water Tank B2 | IfcTank | LOI_Location | location.floor_id | FL-B2 | text |  | JSON/COBie/IFC | Yes | assets[].location.floor_id | BIM/MEP/O&M | Pending
3bf1c62f-0b41-4975-b17e-d88f02b6efbb | Domestic Water Tank B2 | IfcTank | LOI_Location | location.space_id | SP-B2-WATER-TANK | text |  | JSON/COBie/IFC | Yes | assets[].location.space_id | BIM/MEP/O&M | Pending
3bf1c62f-0b41-4975-b17e-d88f02b6efbb | Domestic Water Tank B2 | IfcTank | LOI_Location | location.zone_id | ZONE-FIRE-B1 | text |  | JSON/COBie/IFC | Conditional | assets[].location.zone_id | BIM/MEP/O&M | Pending
3bf1c62f-0b41-4975-b17e-d88f02b6efbb | Domestic Water Tank B2 | IfcTank | IFC_Core | bim_mapping.ifc_guid | 3bf1c62f-0b41-4975-b17e-d88f02b6efbb | text |  | JSON/COBie/IFC | Yes | assets[].bim_mapping.ifc_guid | BIM/MEP/O&M | Pending
3bf1c62f-0b41-4975-b17e-d88f02b6efbb | Domestic Water Tank B2 | IfcTank | IFC_Core | bim_mapping.ifc_entity | IfcTank | text |  | JSON/COBie/IFC | Conditional | assets[].bim_mapping.ifc_entity | BIM/MEP/O&M | Pending
3bf1c62f-0b41-4975-b17e-d88f02b6efbb | Domestic Water Tank B2 | IfcTank | IFC_Core | bim_mapping.ifc_name | Domestic Water Tank B2 | text |  | JSON/COBie/IFC | Conditional | assets[].bim_mapping.ifc_name | BIM/MEP/O&M | Pending
3bf1c62f-0b41-4975-b17e-d88f02b6efbb | Domestic Water Tank B2 | IfcTank | IFC_Core | bim_mapping.source_model_id | IFC-MEP-001 | text |  | JSON/COBie/IFC | Conditional | assets[].bim_mapping.source_model_id | BIM/MEP/O&M | Pending
3bf1c62f-0b41-4975-b17e-d88f02b6efbb | Domestic Water Tank B2 | IfcTank | IFC_Core | bim_mapping.global_id_locked | TRUE | boolean |  | JSON/COBie/IFC | Conditional | assets[].bim_mapping.global_id_locked | BIM/MEP/O&M | Pending
3bf1c62f-0b41-4975-b17e-d88f02b6efbb | Domestic Water Tank B2 | IfcTank | Asset_Metadata | cobie_mapping.component_name | WATER-TANK-B2-001 | text |  | JSON/COBie/IFC | Conditional | assets[].cobie_mapping.component_name | BIM/MEP/O&M | Pending
3bf1c62f-0b41-4975-b17e-d88f02b6efbb | Domestic Water Tank B2 | IfcTank | Asset_Metadata | cobie_mapping.type_name | WaterTank | text |  | JSON/COBie/IFC | Conditional | assets[].cobie_mapping.type_name | BIM/MEP/O&M | Pending
3bf1c62f-0b41-4975-b17e-d88f02b6efbb | Domestic Water Tank B2 | IfcTank | Asset_Metadata | cobie_mapping.system_name | Plumbing | text |  | JSON/COBie/IFC | Conditional | assets[].cobie_mapping.system_name | BIM/MEP/O&M | Pending
3bf1c62f-0b41-4975-b17e-d88f02b6efbb | Domestic Water Tank B2 | IfcTank | Asset_Metadata | cobie_mapping.space_name | SP-B2-WATER-TANK | text |  | JSON/COBie/IFC | Conditional | assets[].cobie_mapping.space_name | BIM/MEP/O&M | Pending
3bf1c62f-0b41-4975-b17e-d88f02b6efbb | Domestic Water Tank B2 | IfcTank | LOI_Manufacturer | manufacturer_data.manufacturer | Generic Manufacturer | text |  | JSON/COBie/IFC | Yes | assets[].manufacturer_data.manufacturer | BIM/MEP/O&M | Pending
3bf1c62f-0b41-4975-b17e-d88f02b6efbb | Domestic Water Tank B2 | IfcTank | LOI_Manufacturer | manufacturer_data.model | Model-Placeholder | text |  | JSON/COBie/IFC | Yes | assets[].manufacturer_data.model | BIM/MEP/O&M | Pending
3bf1c62f-0b41-4975-b17e-d88f02b6efbb | Domestic Water Tank B2 | IfcTank | LOI_Manufacturer | manufacturer_data.serial_number | SN-WATER-TANK-B2-001 | text |  | JSON/COBie/IFC | Yes | assets[].manufacturer_data.serial_number | BIM/MEP/O&M | Pending
3bf1c62f-0b41-4975-b17e-d88f02b6efbb | Domestic Water Tank B2 | IfcTank | LOI_Manufacturer | manufacturer_data.installation_date | 2026-05-15 | text |  | JSON/COBie/IFC | Conditional | assets[].manufacturer_data.installation_date | BIM/MEP/O&M | Pending
3bf1c62f-0b41-4975-b17e-d88f02b6efbb | Domestic Water Tank B2 | IfcTank | LOI_Manufacturer | manufacturer_data.warranty_start_date | 2026-06-01 | text |  | JSON/COBie/IFC | Conditional | assets[].manufacturer_data.warranty_start_date | BIM/MEP/O&M | Pending
3bf1c62f-0b41-4975-b17e-d88f02b6efbb | Domestic Water Tank B2 | IfcTank | LOI_Manufacturer | manufacturer_data.warranty_end_date | 2028-06-01 | text |  | JSON/COBie/IFC | Conditional | assets[].manufacturer_data.warranty_end_date | BIM/MEP/O&M | Pending
3bf1c62f-0b41-4975-b17e-d88f02b6efbb | Domestic Water Tank B2 | IfcTank | LOI_Operation_Maintenance | operation_data.maintainable | TRUE | boolean |  | JSON/COBie/IFC | Conditional | assets[].operation_data.maintainable | BIM/MEP/O&M | Pending
3bf1c62f-0b41-4975-b17e-d88f02b6efbb | Domestic Water Tank B2 | IfcTank | LOI_Operation_Maintenance | operation_data.criticality | Medium | text |  | JSON/COBie/IFC | Yes | assets[].operation_data.criticality | BIM/MEP/O&M | Pending
3bf1c62f-0b41-4975-b17e-d88f02b6efbb | Domestic Water Tank B2 | IfcTank | LOI_Operation_Maintenance | operation_data.expected_life_years | 15 | number |  | JSON/COBie/IFC | Conditional | assets[].operation_data.expected_life_years | BIM/MEP/O&M | Pending
3bf1c62f-0b41-4975-b17e-d88f02b6efbb | Domestic Water Tank B2 | IfcTank | LOI_Operation_Maintenance | operation_data.maintenance_strategy | preventive_and_condition_based | text |  | JSON/COBie/IFC | Yes | assets[].operation_data.maintenance_strategy | BIM/MEP/O&M | Pending
3bf1c62f-0b41-4975-b17e-d88f02b6efbb | Domestic Water Tank B2 | IfcTank | LOI_Operation_Maintenance | operation_data.cmms_asset_id | CMMS-WATER-TANK-B2-001 | text |  | JSON/COBie/IFC | Yes | assets[].operation_data.cmms_asset_id | BIM/MEP/O&M | Pending
3bf1c62f-0b41-4975-b17e-d88f02b6efbb | Domestic Water Tank B2 | IfcTank | LOI_Operation_Maintenance | operation_data.spare_part_group | SPARE-TANK | text |  | JSON/COBie/IFC | Conditional | assets[].operation_data.spare_part_group | BIM/MEP/O&M | Pending
3bf1c62f-0b41-4975-b17e-d88f02b6efbb | Domestic Water Tank B2 | IfcTank | LOI_Operation_Maintenance | operation_data.manual_url | https://example.com/om_manuals/WATER-TANK-B2-001.pdf | text |  | JSON/COBie/IFC | Conditional | assets[].operation_data.manual_url | BIM/MEP/O&M | Pending
3bf1c62f-0b41-4975-b17e-d88f02b6efbb | Domestic Water Tank B2 | IfcTank | DTP_Metadata | digital_twin.dt_entity_type | asset | text |  | JSON/COBie/IFC | Conditional | assets[].digital_twin.dt_entity_type | BIM/MEP/O&M | Pending
3bf1c62f-0b41-4975-b17e-d88f02b6efbb | Domestic Water Tank B2 | IfcTank | DTP_Metadata | digital_twin.state_source | BMS/IoT/CMMS | text |  | JSON/COBie/IFC | Conditional | assets[].digital_twin.state_source | BIM/MEP/O&M | Pending
3bf1c62f-0b41-4975-b17e-d88f02b6efbb | Domestic Water Tank B2 | IfcTank | DTP_Metadata | digital_twin.realtime_enabled | TRUE | boolean |  | JSON/COBie/IFC | Conditional | assets[].digital_twin.realtime_enabled | BIM/MEP/O&M | Pending
3bf1c62f-0b41-4975-b17e-d88f02b6efbb | Domestic Water Tank B2 | IfcTank | DTP_Metadata | digital_twin.history_enabled | TRUE | boolean |  | JSON/COBie/IFC | Conditional | assets[].digital_twin.history_enabled | BIM/MEP/O&M | Pending
3bf1c62f-0b41-4975-b17e-d88f02b6efbb | Domestic Water Tank B2 | IfcTank | DTP_Metadata | digital_twin.visual_selectable | TRUE | boolean |  | JSON/COBie/IFC | Conditional | assets[].digital_twin.visual_selectable | BIM/MEP/O&M | Pending
3bf1c62f-0b41-4975-b17e-d88f02b6efbb | Domestic Water Tank B2 | IfcTank | DTP_Metadata | digital_twin.visual_highlight_layer | LAYER-ASSET-PLUMBING | text |  | JSON/COBie/IFC | Conditional | assets[].digital_twin.visual_highlight_layer | BIM/MEP/O&M | Pending
3bf1c62f-0b41-4975-b17e-d88f02b6efbb | Domestic Water Tank B2 | IfcTank | Asset_Metadata | tags[0] | plumbing | text |  | JSON/COBie/IFC | Conditional | assets[].tags[0] | BIM/MEP/O&M | Pending
3bf1c62f-0b41-4975-b17e-d88f02b6efbb | Domestic Water Tank B2 | IfcTank | Asset_Metadata | tags[1] | tank | text |  | JSON/COBie/IFC | Conditional | assets[].tags[1] | BIM/MEP/O&M | Pending
3bf1c62f-0b41-4975-b17e-d88f02b6efbb | Domestic Water Tank B2 | IfcTank | Asset_Metadata | tags[2] | watertank | text |  | JSON/COBie/IFC | Conditional | assets[].tags[2] | BIM/MEP/O&M | Pending
6bd54e63-e5cc-48ff-afd5-3d1ed0a44f52 | Passenger Lift 01 | IfcTransportElement | Asset_Metadata | asset_id | LIFT-01 | text |  | JSON/COBie/IFC | Yes | assets[].asset_id | BIM/MEP/O&M | Pending
6bd54e63-e5cc-48ff-afd5-3d1ed0a44f52 | Passenger Lift 01 | IfcTransportElement | Asset_Metadata | asset_name | Passenger Lift 01 | text |  | JSON/COBie/IFC | Yes | assets[].asset_name | BIM/MEP/O&M | Pending
6bd54e63-e5cc-48ff-afd5-3d1ed0a44f52 | Passenger Lift 01 | IfcTransportElement | Asset_Metadata | asset_status | in_service | text |  | JSON/COBie/IFC | Conditional | assets[].asset_status | BIM/MEP/O&M | Pending
6bd54e63-e5cc-48ff-afd5-3d1ed0a44f52 | Passenger Lift 01 | IfcTransportElement | Asset_Metadata | system | Vertical Transportation | text |  | JSON/COBie/IFC | Yes | assets[].system | BIM/MEP/O&M | Pending
6bd54e63-e5cc-48ff-afd5-3d1ed0a44f52 | Passenger Lift 01 | IfcTransportElement | Asset_Metadata | discipline | MEP | text |  | JSON/COBie/IFC | Conditional | assets[].discipline | BIM/MEP/O&M | Pending
6bd54e63-e5cc-48ff-afd5-3d1ed0a44f52 | Passenger Lift 01 | IfcTransportElement | Asset_Metadata | category | Lift | text |  | JSON/COBie/IFC | Conditional | assets[].category | BIM/MEP/O&M | Pending
6bd54e63-e5cc-48ff-afd5-3d1ed0a44f52 | Passenger Lift 01 | IfcTransportElement | Asset_Metadata | asset_type | PassengerLift | text |  | JSON/COBie/IFC | Yes | assets[].asset_type | BIM/MEP/O&M | Pending
6bd54e63-e5cc-48ff-afd5-3d1ed0a44f52 | Passenger Lift 01 | IfcTransportElement | LOI_Classification | classification.uniclass_code | placeholder | text |  | JSON/COBie/IFC | Yes | assets[].classification.uniclass_code | BIM/MEP/O&M | Pending
6bd54e63-e5cc-48ff-afd5-3d1ed0a44f52 | Passenger Lift 01 | IfcTransportElement | LOI_Classification | classification.omniclass_code | placeholder | text |  | JSON/COBie/IFC | Yes | assets[].classification.omniclass_code | BIM/MEP/O&M | Pending
6bd54e63-e5cc-48ff-afd5-3d1ed0a44f52 | Passenger Lift 01 | IfcTransportElement | LOI_Classification | classification.local_classification | Vertical Transportation/Lift/PassengerLift | text |  | JSON/COBie/IFC | Conditional | assets[].classification.local_classification | BIM/MEP/O&M | Pending
6bd54e63-e5cc-48ff-afd5-3d1ed0a44f52 | Passenger Lift 01 | IfcTransportElement | LOI_Location | location.facility_id | FAC-OFFICE-TOWER-A | text |  | JSON/COBie/IFC | Conditional | assets[].location.facility_id | BIM/MEP/O&M | Pending
6bd54e63-e5cc-48ff-afd5-3d1ed0a44f52 | Passenger Lift 01 | IfcTransportElement | LOI_Location | location.floor_id | FL-ROOF | text |  | JSON/COBie/IFC | Yes | assets[].location.floor_id | BIM/MEP/O&M | Pending
6bd54e63-e5cc-48ff-afd5-3d1ed0a44f52 | Passenger Lift 01 | IfcTransportElement | LOI_Location | location.space_id | SP-ROOF-ELEV-MACHINE | text |  | JSON/COBie/IFC | Yes | assets[].location.space_id | BIM/MEP/O&M | Pending
6bd54e63-e5cc-48ff-afd5-3d1ed0a44f52 | Passenger Lift 01 | IfcTransportElement | LOI_Location | location.zone_id | ZONE-ROOF-TECH | text |  | JSON/COBie/IFC | Conditional | assets[].location.zone_id | BIM/MEP/O&M | Pending
6bd54e63-e5cc-48ff-afd5-3d1ed0a44f52 | Passenger Lift 01 | IfcTransportElement | IFC_Core | bim_mapping.ifc_guid | 6bd54e63-e5cc-48ff-afd5-3d1ed0a44f52 | text |  | JSON/COBie/IFC | Yes | assets[].bim_mapping.ifc_guid | BIM/MEP/O&M | Pending
6bd54e63-e5cc-48ff-afd5-3d1ed0a44f52 | Passenger Lift 01 | IfcTransportElement | IFC_Core | bim_mapping.ifc_entity | IfcTransportElement | text |  | JSON/COBie/IFC | Conditional | assets[].bim_mapping.ifc_entity | BIM/MEP/O&M | Pending
6bd54e63-e5cc-48ff-afd5-3d1ed0a44f52 | Passenger Lift 01 | IfcTransportElement | IFC_Core | bim_mapping.ifc_name | Passenger Lift 01 | text |  | JSON/COBie/IFC | Conditional | assets[].bim_mapping.ifc_name | BIM/MEP/O&M | Pending
6bd54e63-e5cc-48ff-afd5-3d1ed0a44f52 | Passenger Lift 01 | IfcTransportElement | IFC_Core | bim_mapping.source_model_id | IFC-MEP-001 | text |  | JSON/COBie/IFC | Conditional | assets[].bim_mapping.source_model_id | BIM/MEP/O&M | Pending
6bd54e63-e5cc-48ff-afd5-3d1ed0a44f52 | Passenger Lift 01 | IfcTransportElement | IFC_Core | bim_mapping.global_id_locked | TRUE | boolean |  | JSON/COBie/IFC | Conditional | assets[].bim_mapping.global_id_locked | BIM/MEP/O&M | Pending
6bd54e63-e5cc-48ff-afd5-3d1ed0a44f52 | Passenger Lift 01 | IfcTransportElement | Asset_Metadata | cobie_mapping.component_name | LIFT-01 | text |  | JSON/COBie/IFC | Conditional | assets[].cobie_mapping.component_name | BIM/MEP/O&M | Pending
6bd54e63-e5cc-48ff-afd5-3d1ed0a44f52 | Passenger Lift 01 | IfcTransportElement | Asset_Metadata | cobie_mapping.type_name | PassengerLift | text |  | JSON/COBie/IFC | Conditional | assets[].cobie_mapping.type_name | BIM/MEP/O&M | Pending
6bd54e63-e5cc-48ff-afd5-3d1ed0a44f52 | Passenger Lift 01 | IfcTransportElement | Asset_Metadata | cobie_mapping.system_name | Vertical Transportation | text |  | JSON/COBie/IFC | Conditional | assets[].cobie_mapping.system_name | BIM/MEP/O&M | Pending
6bd54e63-e5cc-48ff-afd5-3d1ed0a44f52 | Passenger Lift 01 | IfcTransportElement | Asset_Metadata | cobie_mapping.space_name | SP-ROOF-ELEV-MACHINE | text |  | JSON/COBie/IFC | Conditional | assets[].cobie_mapping.space_name | BIM/MEP/O&M | Pending
6bd54e63-e5cc-48ff-afd5-3d1ed0a44f52 | Passenger Lift 01 | IfcTransportElement | LOI_Manufacturer | manufacturer_data.manufacturer | KONE | text |  | JSON/COBie/IFC | Yes | assets[].manufacturer_data.manufacturer | BIM/MEP/O&M | Pending
6bd54e63-e5cc-48ff-afd5-3d1ed0a44f52 | Passenger Lift 01 | IfcTransportElement | LOI_Manufacturer | manufacturer_data.model | MonoSpace | text |  | JSON/COBie/IFC | Yes | assets[].manufacturer_data.model | BIM/MEP/O&M | Pending
6bd54e63-e5cc-48ff-afd5-3d1ed0a44f52 | Passenger Lift 01 | IfcTransportElement | LOI_Manufacturer | manufacturer_data.serial_number | SN-LIFT-01 | text |  | JSON/COBie/IFC | Yes | assets[].manufacturer_data.serial_number | BIM/MEP/O&M | Pending
6bd54e63-e5cc-48ff-afd5-3d1ed0a44f52 | Passenger Lift 01 | IfcTransportElement | LOI_Manufacturer | manufacturer_data.installation_date | 2026-05-15 | text |  | JSON/COBie/IFC | Conditional | assets[].manufacturer_data.installation_date | BIM/MEP/O&M | Pending
6bd54e63-e5cc-48ff-afd5-3d1ed0a44f52 | Passenger Lift 01 | IfcTransportElement | LOI_Manufacturer | manufacturer_data.warranty_start_date | 2026-06-01 | text |  | JSON/COBie/IFC | Conditional | assets[].manufacturer_data.warranty_start_date | BIM/MEP/O&M | Pending
6bd54e63-e5cc-48ff-afd5-3d1ed0a44f52 | Passenger Lift 01 | IfcTransportElement | LOI_Manufacturer | manufacturer_data.warranty_end_date | 2028-06-01 | text |  | JSON/COBie/IFC | Conditional | assets[].manufacturer_data.warranty_end_date | BIM/MEP/O&M | Pending
6bd54e63-e5cc-48ff-afd5-3d1ed0a44f52 | Passenger Lift 01 | IfcTransportElement | LOI_Operation_Maintenance | operation_data.maintainable | TRUE | boolean |  | JSON/COBie/IFC | Conditional | assets[].operation_data.maintainable | BIM/MEP/O&M | Pending
6bd54e63-e5cc-48ff-afd5-3d1ed0a44f52 | Passenger Lift 01 | IfcTransportElement | LOI_Operation_Maintenance | operation_data.criticality | High | text |  | JSON/COBie/IFC | Yes | assets[].operation_data.criticality | BIM/MEP/O&M | Pending
6bd54e63-e5cc-48ff-afd5-3d1ed0a44f52 | Passenger Lift 01 | IfcTransportElement | LOI_Operation_Maintenance | operation_data.expected_life_years | 15 | number |  | JSON/COBie/IFC | Conditional | assets[].operation_data.expected_life_years | BIM/MEP/O&M | Pending
6bd54e63-e5cc-48ff-afd5-3d1ed0a44f52 | Passenger Lift 01 | IfcTransportElement | LOI_Operation_Maintenance | operation_data.maintenance_strategy | preventive_and_condition_based | text |  | JSON/COBie/IFC | Yes | assets[].operation_data.maintenance_strategy | BIM/MEP/O&M | Pending
6bd54e63-e5cc-48ff-afd5-3d1ed0a44f52 | Passenger Lift 01 | IfcTransportElement | LOI_Operation_Maintenance | operation_data.cmms_asset_id | CMMS-LIFT-01 | text |  | JSON/COBie/IFC | Yes | assets[].operation_data.cmms_asset_id | BIM/MEP/O&M | Pending
6bd54e63-e5cc-48ff-afd5-3d1ed0a44f52 | Passenger Lift 01 | IfcTransportElement | LOI_Operation_Maintenance | operation_data.spare_part_group | SPARE-LIFT | text |  | JSON/COBie/IFC | Conditional | assets[].operation_data.spare_part_group | BIM/MEP/O&M | Pending
6bd54e63-e5cc-48ff-afd5-3d1ed0a44f52 | Passenger Lift 01 | IfcTransportElement | LOI_Operation_Maintenance | operation_data.manual_url | https://example.com/om_manuals/LIFT-01.pdf | text |  | JSON/COBie/IFC | Conditional | assets[].operation_data.manual_url | BIM/MEP/O&M | Pending
6bd54e63-e5cc-48ff-afd5-3d1ed0a44f52 | Passenger Lift 01 | IfcTransportElement | DTP_Metadata | digital_twin.dt_entity_type | asset | text |  | JSON/COBie/IFC | Conditional | assets[].digital_twin.dt_entity_type | BIM/MEP/O&M | Pending
6bd54e63-e5cc-48ff-afd5-3d1ed0a44f52 | Passenger Lift 01 | IfcTransportElement | DTP_Metadata | digital_twin.state_source | BMS/IoT/CMMS | text |  | JSON/COBie/IFC | Conditional | assets[].digital_twin.state_source | BIM/MEP/O&M | Pending
6bd54e63-e5cc-48ff-afd5-3d1ed0a44f52 | Passenger Lift 01 | IfcTransportElement | DTP_Metadata | digital_twin.realtime_enabled | TRUE | boolean |  | JSON/COBie/IFC | Conditional | assets[].digital_twin.realtime_enabled | BIM/MEP/O&M | Pending
6bd54e63-e5cc-48ff-afd5-3d1ed0a44f52 | Passenger Lift 01 | IfcTransportElement | DTP_Metadata | digital_twin.history_enabled | TRUE | boolean |  | JSON/COBie/IFC | Conditional | assets[].digital_twin.history_enabled | BIM/MEP/O&M | Pending
6bd54e63-e5cc-48ff-afd5-3d1ed0a44f52 | Passenger Lift 01 | IfcTransportElement | DTP_Metadata | digital_twin.visual_selectable | TRUE | boolean |  | JSON/COBie/IFC | Conditional | assets[].digital_twin.visual_selectable | BIM/MEP/O&M | Pending
6bd54e63-e5cc-48ff-afd5-3d1ed0a44f52 | Passenger Lift 01 | IfcTransportElement | DTP_Metadata | digital_twin.visual_highlight_layer | LAYER-ASSET-VERTICAL-TRANSPORTATION | text |  | JSON/COBie/IFC | Conditional | assets[].digital_twin.visual_highlight_layer | BIM/MEP/O&M | Pending
6bd54e63-e5cc-48ff-afd5-3d1ed0a44f52 | Passenger Lift 01 | IfcTransportElement | Asset_Metadata | tags[0] | vertical_transportation | text |  | JSON/COBie/IFC | Conditional | assets[].tags[0] | BIM/MEP/O&M | Pending
6bd54e63-e5cc-48ff-afd5-3d1ed0a44f52 | Passenger Lift 01 | IfcTransportElement | Asset_Metadata | tags[1] | lift | text |  | JSON/COBie/IFC | Conditional | assets[].tags[1] | BIM/MEP/O&M | Pending
6bd54e63-e5cc-48ff-afd5-3d1ed0a44f52 | Passenger Lift 01 | IfcTransportElement | Asset_Metadata | tags[2] | passengerlift | text |  | JSON/COBie/IFC | Conditional | assets[].tags[2] | BIM/MEP/O&M | Pending
50345f0e-9930-40df-bbef-1731063f72e1 | Passenger Lift 02 | IfcTransportElement | Asset_Metadata | asset_id | LIFT-02 | text |  | JSON/COBie/IFC | Yes | assets[].asset_id | BIM/MEP/O&M | Pending
50345f0e-9930-40df-bbef-1731063f72e1 | Passenger Lift 02 | IfcTransportElement | Asset_Metadata | asset_name | Passenger Lift 02 | text |  | JSON/COBie/IFC | Yes | assets[].asset_name | BIM/MEP/O&M | Pending
50345f0e-9930-40df-bbef-1731063f72e1 | Passenger Lift 02 | IfcTransportElement | Asset_Metadata | asset_status | in_service | text |  | JSON/COBie/IFC | Conditional | assets[].asset_status | BIM/MEP/O&M | Pending
50345f0e-9930-40df-bbef-1731063f72e1 | Passenger Lift 02 | IfcTransportElement | Asset_Metadata | system | Vertical Transportation | text |  | JSON/COBie/IFC | Yes | assets[].system | BIM/MEP/O&M | Pending
50345f0e-9930-40df-bbef-1731063f72e1 | Passenger Lift 02 | IfcTransportElement | Asset_Metadata | discipline | MEP | text |  | JSON/COBie/IFC | Conditional | assets[].discipline | BIM/MEP/O&M | Pending
50345f0e-9930-40df-bbef-1731063f72e1 | Passenger Lift 02 | IfcTransportElement | Asset_Metadata | category | Lift | text |  | JSON/COBie/IFC | Conditional | assets[].category | BIM/MEP/O&M | Pending
50345f0e-9930-40df-bbef-1731063f72e1 | Passenger Lift 02 | IfcTransportElement | Asset_Metadata | asset_type | PassengerLift | text |  | JSON/COBie/IFC | Yes | assets[].asset_type | BIM/MEP/O&M | Pending
50345f0e-9930-40df-bbef-1731063f72e1 | Passenger Lift 02 | IfcTransportElement | LOI_Classification | classification.uniclass_code | placeholder | text |  | JSON/COBie/IFC | Yes | assets[].classification.uniclass_code | BIM/MEP/O&M | Pending
50345f0e-9930-40df-bbef-1731063f72e1 | Passenger Lift 02 | IfcTransportElement | LOI_Classification | classification.omniclass_code | placeholder | text |  | JSON/COBie/IFC | Yes | assets[].classification.omniclass_code | BIM/MEP/O&M | Pending
50345f0e-9930-40df-bbef-1731063f72e1 | Passenger Lift 02 | IfcTransportElement | LOI_Classification | classification.local_classification | Vertical Transportation/Lift/PassengerLift | text |  | JSON/COBie/IFC | Conditional | assets[].classification.local_classification | BIM/MEP/O&M | Pending
50345f0e-9930-40df-bbef-1731063f72e1 | Passenger Lift 02 | IfcTransportElement | LOI_Location | location.facility_id | FAC-OFFICE-TOWER-A | text |  | JSON/COBie/IFC | Conditional | assets[].location.facility_id | BIM/MEP/O&M | Pending
50345f0e-9930-40df-bbef-1731063f72e1 | Passenger Lift 02 | IfcTransportElement | LOI_Location | location.floor_id | FL-ROOF | text |  | JSON/COBie/IFC | Yes | assets[].location.floor_id | BIM/MEP/O&M | Pending
50345f0e-9930-40df-bbef-1731063f72e1 | Passenger Lift 02 | IfcTransportElement | LOI_Location | location.space_id | SP-ROOF-ELEV-MACHINE | text |  | JSON/COBie/IFC | Yes | assets[].location.space_id | BIM/MEP/O&M | Pending
50345f0e-9930-40df-bbef-1731063f72e1 | Passenger Lift 02 | IfcTransportElement | LOI_Location | location.zone_id | ZONE-ROOF-TECH | text |  | JSON/COBie/IFC | Conditional | assets[].location.zone_id | BIM/MEP/O&M | Pending
50345f0e-9930-40df-bbef-1731063f72e1 | Passenger Lift 02 | IfcTransportElement | IFC_Core | bim_mapping.ifc_guid | 50345f0e-9930-40df-bbef-1731063f72e1 | text |  | JSON/COBie/IFC | Yes | assets[].bim_mapping.ifc_guid | BIM/MEP/O&M | Pending
50345f0e-9930-40df-bbef-1731063f72e1 | Passenger Lift 02 | IfcTransportElement | IFC_Core | bim_mapping.ifc_entity | IfcTransportElement | text |  | JSON/COBie/IFC | Conditional | assets[].bim_mapping.ifc_entity | BIM/MEP/O&M | Pending
50345f0e-9930-40df-bbef-1731063f72e1 | Passenger Lift 02 | IfcTransportElement | IFC_Core | bim_mapping.ifc_name | Passenger Lift 02 | text |  | JSON/COBie/IFC | Conditional | assets[].bim_mapping.ifc_name | BIM/MEP/O&M | Pending
50345f0e-9930-40df-bbef-1731063f72e1 | Passenger Lift 02 | IfcTransportElement | IFC_Core | bim_mapping.source_model_id | IFC-MEP-001 | text |  | JSON/COBie/IFC | Conditional | assets[].bim_mapping.source_model_id | BIM/MEP/O&M | Pending
50345f0e-9930-40df-bbef-1731063f72e1 | Passenger Lift 02 | IfcTransportElement | IFC_Core | bim_mapping.global_id_locked | TRUE | boolean |  | JSON/COBie/IFC | Conditional | assets[].bim_mapping.global_id_locked | BIM/MEP/O&M | Pending
50345f0e-9930-40df-bbef-1731063f72e1 | Passenger Lift 02 | IfcTransportElement | Asset_Metadata | cobie_mapping.component_name | LIFT-02 | text |  | JSON/COBie/IFC | Conditional | assets[].cobie_mapping.component_name | BIM/MEP/O&M | Pending
50345f0e-9930-40df-bbef-1731063f72e1 | Passenger Lift 02 | IfcTransportElement | Asset_Metadata | cobie_mapping.type_name | PassengerLift | text |  | JSON/COBie/IFC | Conditional | assets[].cobie_mapping.type_name | BIM/MEP/O&M | Pending
50345f0e-9930-40df-bbef-1731063f72e1 | Passenger Lift 02 | IfcTransportElement | Asset_Metadata | cobie_mapping.system_name | Vertical Transportation | text |  | JSON/COBie/IFC | Conditional | assets[].cobie_mapping.system_name | BIM/MEP/O&M | Pending
50345f0e-9930-40df-bbef-1731063f72e1 | Passenger Lift 02 | IfcTransportElement | Asset_Metadata | cobie_mapping.space_name | SP-ROOF-ELEV-MACHINE | text |  | JSON/COBie/IFC | Conditional | assets[].cobie_mapping.space_name | BIM/MEP/O&M | Pending
50345f0e-9930-40df-bbef-1731063f72e1 | Passenger Lift 02 | IfcTransportElement | LOI_Manufacturer | manufacturer_data.manufacturer | KONE | text |  | JSON/COBie/IFC | Yes | assets[].manufacturer_data.manufacturer | BIM/MEP/O&M | Pending
50345f0e-9930-40df-bbef-1731063f72e1 | Passenger Lift 02 | IfcTransportElement | LOI_Manufacturer | manufacturer_data.model | MonoSpace | text |  | JSON/COBie/IFC | Yes | assets[].manufacturer_data.model | BIM/MEP/O&M | Pending
50345f0e-9930-40df-bbef-1731063f72e1 | Passenger Lift 02 | IfcTransportElement | LOI_Manufacturer | manufacturer_data.serial_number | SN-LIFT-02 | text |  | JSON/COBie/IFC | Yes | assets[].manufacturer_data.serial_number | BIM/MEP/O&M | Pending
50345f0e-9930-40df-bbef-1731063f72e1 | Passenger Lift 02 | IfcTransportElement | LOI_Manufacturer | manufacturer_data.installation_date | 2026-05-15 | text |  | JSON/COBie/IFC | Conditional | assets[].manufacturer_data.installation_date | BIM/MEP/O&M | Pending
50345f0e-9930-40df-bbef-1731063f72e1 | Passenger Lift 02 | IfcTransportElement | LOI_Manufacturer | manufacturer_data.warranty_start_date | 2026-06-01 | text |  | JSON/COBie/IFC | Conditional | assets[].manufacturer_data.warranty_start_date | BIM/MEP/O&M | Pending
50345f0e-9930-40df-bbef-1731063f72e1 | Passenger Lift 02 | IfcTransportElement | LOI_Manufacturer | manufacturer_data.warranty_end_date | 2028-06-01 | text |  | JSON/COBie/IFC | Conditional | assets[].manufacturer_data.warranty_end_date | BIM/MEP/O&M | Pending
50345f0e-9930-40df-bbef-1731063f72e1 | Passenger Lift 02 | IfcTransportElement | LOI_Operation_Maintenance | operation_data.maintainable | TRUE | boolean |  | JSON/COBie/IFC | Conditional | assets[].operation_data.maintainable | BIM/MEP/O&M | Pending
50345f0e-9930-40df-bbef-1731063f72e1 | Passenger Lift 02 | IfcTransportElement | LOI_Operation_Maintenance | operation_data.criticality | High | text |  | JSON/COBie/IFC | Yes | assets[].operation_data.criticality | BIM/MEP/O&M | Pending
50345f0e-9930-40df-bbef-1731063f72e1 | Passenger Lift 02 | IfcTransportElement | LOI_Operation_Maintenance | operation_data.expected_life_years | 15 | number |  | JSON/COBie/IFC | Conditional | assets[].operation_data.expected_life_years | BIM/MEP/O&M | Pending
50345f0e-9930-40df-bbef-1731063f72e1 | Passenger Lift 02 | IfcTransportElement | LOI_Operation_Maintenance | operation_data.maintenance_strategy | preventive_and_condition_based | text |  | JSON/COBie/IFC | Yes | assets[].operation_data.maintenance_strategy | BIM/MEP/O&M | Pending
50345f0e-9930-40df-bbef-1731063f72e1 | Passenger Lift 02 | IfcTransportElement | LOI_Operation_Maintenance | operation_data.cmms_asset_id | CMMS-LIFT-02 | text |  | JSON/COBie/IFC | Yes | assets[].operation_data.cmms_asset_id | BIM/MEP/O&M | Pending
50345f0e-9930-40df-bbef-1731063f72e1 | Passenger Lift 02 | IfcTransportElement | LOI_Operation_Maintenance | operation_data.spare_part_group | SPARE-LIFT | text |  | JSON/COBie/IFC | Conditional | assets[].operation_data.spare_part_group | BIM/MEP/O&M | Pending
50345f0e-9930-40df-bbef-1731063f72e1 | Passenger Lift 02 | IfcTransportElement | LOI_Operation_Maintenance | operation_data.manual_url | https://example.com/om_manuals/LIFT-02.pdf | text |  | JSON/COBie/IFC | Conditional | assets[].operation_data.manual_url | BIM/MEP/O&M | Pending
50345f0e-9930-40df-bbef-1731063f72e1 | Passenger Lift 02 | IfcTransportElement | DTP_Metadata | digital_twin.dt_entity_type | asset | text |  | JSON/COBie/IFC | Conditional | assets[].digital_twin.dt_entity_type | BIM/MEP/O&M | Pending
50345f0e-9930-40df-bbef-1731063f72e1 | Passenger Lift 02 | IfcTransportElement | DTP_Metadata | digital_twin.state_source | BMS/IoT/CMMS | text |  | JSON/COBie/IFC | Conditional | assets[].digital_twin.state_source | BIM/MEP/O&M | Pending
50345f0e-9930-40df-bbef-1731063f72e1 | Passenger Lift 02 | IfcTransportElement | DTP_Metadata | digital_twin.realtime_enabled | TRUE | boolean |  | JSON/COBie/IFC | Conditional | assets[].digital_twin.realtime_enabled | BIM/MEP/O&M | Pending
50345f0e-9930-40df-bbef-1731063f72e1 | Passenger Lift 02 | IfcTransportElement | DTP_Metadata | digital_twin.history_enabled | TRUE | boolean |  | JSON/COBie/IFC | Conditional | assets[].digital_twin.history_enabled | BIM/MEP/O&M | Pending
50345f0e-9930-40df-bbef-1731063f72e1 | Passenger Lift 02 | IfcTransportElement | DTP_Metadata | digital_twin.visual_selectable | TRUE | boolean |  | JSON/COBie/IFC | Conditional | assets[].digital_twin.visual_selectable | BIM/MEP/O&M | Pending
50345f0e-9930-40df-bbef-1731063f72e1 | Passenger Lift 02 | IfcTransportElement | DTP_Metadata | digital_twin.visual_highlight_layer | LAYER-ASSET-VERTICAL-TRANSPORTATION | text |  | JSON/COBie/IFC | Conditional | assets[].digital_twin.visual_highlight_layer | BIM/MEP/O&M | Pending
50345f0e-9930-40df-bbef-1731063f72e1 | Passenger Lift 02 | IfcTransportElement | Asset_Metadata | tags[0] | vertical_transportation | text |  | JSON/COBie/IFC | Conditional | assets[].tags[0] | BIM/MEP/O&M | Pending
50345f0e-9930-40df-bbef-1731063f72e1 | Passenger Lift 02 | IfcTransportElement | Asset_Metadata | tags[1] | lift | text |  | JSON/COBie/IFC | Conditional | assets[].tags[1] | BIM/MEP/O&M | Pending
50345f0e-9930-40df-bbef-1731063f72e1 | Passenger Lift 02 | IfcTransportElement | Asset_Metadata | tags[2] | passengerlift | text |  | JSON/COBie/IFC | Conditional | assets[].tags[2] | BIM/MEP/O&M | Pending
45d3a2aa-74c5-442e-a856-c77740a04c0f | Passenger Lift 03 | IfcTransportElement | Asset_Metadata | asset_id | LIFT-03 | text |  | JSON/COBie/IFC | Yes | assets[].asset_id | BIM/MEP/O&M | Pending
45d3a2aa-74c5-442e-a856-c77740a04c0f | Passenger Lift 03 | IfcTransportElement | Asset_Metadata | asset_name | Passenger Lift 03 | text |  | JSON/COBie/IFC | Yes | assets[].asset_name | BIM/MEP/O&M | Pending
45d3a2aa-74c5-442e-a856-c77740a04c0f | Passenger Lift 03 | IfcTransportElement | Asset_Metadata | asset_status | in_service | text |  | JSON/COBie/IFC | Conditional | assets[].asset_status | BIM/MEP/O&M | Pending
45d3a2aa-74c5-442e-a856-c77740a04c0f | Passenger Lift 03 | IfcTransportElement | Asset_Metadata | system | Vertical Transportation | text |  | JSON/COBie/IFC | Yes | assets[].system | BIM/MEP/O&M | Pending
45d3a2aa-74c5-442e-a856-c77740a04c0f | Passenger Lift 03 | IfcTransportElement | Asset_Metadata | discipline | MEP | text |  | JSON/COBie/IFC | Conditional | assets[].discipline | BIM/MEP/O&M | Pending
45d3a2aa-74c5-442e-a856-c77740a04c0f | Passenger Lift 03 | IfcTransportElement | Asset_Metadata | category | Lift | text |  | JSON/COBie/IFC | Conditional | assets[].category | BIM/MEP/O&M | Pending
45d3a2aa-74c5-442e-a856-c77740a04c0f | Passenger Lift 03 | IfcTransportElement | Asset_Metadata | asset_type | PassengerLift | text |  | JSON/COBie/IFC | Yes | assets[].asset_type | BIM/MEP/O&M | Pending
45d3a2aa-74c5-442e-a856-c77740a04c0f | Passenger Lift 03 | IfcTransportElement | LOI_Classification | classification.uniclass_code | placeholder | text |  | JSON/COBie/IFC | Yes | assets[].classification.uniclass_code | BIM/MEP/O&M | Pending
45d3a2aa-74c5-442e-a856-c77740a04c0f | Passenger Lift 03 | IfcTransportElement | LOI_Classification | classification.omniclass_code | placeholder | text |  | JSON/COBie/IFC | Yes | assets[].classification.omniclass_code | BIM/MEP/O&M | Pending
45d3a2aa-74c5-442e-a856-c77740a04c0f | Passenger Lift 03 | IfcTransportElement | LOI_Classification | classification.local_classification | Vertical Transportation/Lift/PassengerLift | text |  | JSON/COBie/IFC | Conditional | assets[].classification.local_classification | BIM/MEP/O&M | Pending
45d3a2aa-74c5-442e-a856-c77740a04c0f | Passenger Lift 03 | IfcTransportElement | LOI_Location | location.facility_id | FAC-OFFICE-TOWER-A | text |  | JSON/COBie/IFC | Conditional | assets[].location.facility_id | BIM/MEP/O&M | Pending
45d3a2aa-74c5-442e-a856-c77740a04c0f | Passenger Lift 03 | IfcTransportElement | LOI_Location | location.floor_id | FL-ROOF | text |  | JSON/COBie/IFC | Yes | assets[].location.floor_id | BIM/MEP/O&M | Pending
45d3a2aa-74c5-442e-a856-c77740a04c0f | Passenger Lift 03 | IfcTransportElement | LOI_Location | location.space_id | SP-ROOF-ELEV-MACHINE | text |  | JSON/COBie/IFC | Yes | assets[].location.space_id | BIM/MEP/O&M | Pending
45d3a2aa-74c5-442e-a856-c77740a04c0f | Passenger Lift 03 | IfcTransportElement | LOI_Location | location.zone_id | ZONE-ROOF-TECH | text |  | JSON/COBie/IFC | Conditional | assets[].location.zone_id | BIM/MEP/O&M | Pending
45d3a2aa-74c5-442e-a856-c77740a04c0f | Passenger Lift 03 | IfcTransportElement | IFC_Core | bim_mapping.ifc_guid | 45d3a2aa-74c5-442e-a856-c77740a04c0f | text |  | JSON/COBie/IFC | Yes | assets[].bim_mapping.ifc_guid | BIM/MEP/O&M | Pending
45d3a2aa-74c5-442e-a856-c77740a04c0f | Passenger Lift 03 | IfcTransportElement | IFC_Core | bim_mapping.ifc_entity | IfcTransportElement | text |  | JSON/COBie/IFC | Conditional | assets[].bim_mapping.ifc_entity | BIM/MEP/O&M | Pending
45d3a2aa-74c5-442e-a856-c77740a04c0f | Passenger Lift 03 | IfcTransportElement | IFC_Core | bim_mapping.ifc_name | Passenger Lift 03 | text |  | JSON/COBie/IFC | Conditional | assets[].bim_mapping.ifc_name | BIM/MEP/O&M | Pending
45d3a2aa-74c5-442e-a856-c77740a04c0f | Passenger Lift 03 | IfcTransportElement | IFC_Core | bim_mapping.source_model_id | IFC-MEP-001 | text |  | JSON/COBie/IFC | Conditional | assets[].bim_mapping.source_model_id | BIM/MEP/O&M | Pending
45d3a2aa-74c5-442e-a856-c77740a04c0f | Passenger Lift 03 | IfcTransportElement | IFC_Core | bim_mapping.global_id_locked | TRUE | boolean |  | JSON/COBie/IFC | Conditional | assets[].bim_mapping.global_id_locked | BIM/MEP/O&M | Pending
45d3a2aa-74c5-442e-a856-c77740a04c0f | Passenger Lift 03 | IfcTransportElement | Asset_Metadata | cobie_mapping.component_name | LIFT-03 | text |  | JSON/COBie/IFC | Conditional | assets[].cobie_mapping.component_name | BIM/MEP/O&M | Pending
45d3a2aa-74c5-442e-a856-c77740a04c0f | Passenger Lift 03 | IfcTransportElement | Asset_Metadata | cobie_mapping.type_name | PassengerLift | text |  | JSON/COBie/IFC | Conditional | assets[].cobie_mapping.type_name | BIM/MEP/O&M | Pending
45d3a2aa-74c5-442e-a856-c77740a04c0f | Passenger Lift 03 | IfcTransportElement | Asset_Metadata | cobie_mapping.system_name | Vertical Transportation | text |  | JSON/COBie/IFC | Conditional | assets[].cobie_mapping.system_name | BIM/MEP/O&M | Pending
45d3a2aa-74c5-442e-a856-c77740a04c0f | Passenger Lift 03 | IfcTransportElement | Asset_Metadata | cobie_mapping.space_name | SP-ROOF-ELEV-MACHINE | text |  | JSON/COBie/IFC | Conditional | assets[].cobie_mapping.space_name | BIM/MEP/O&M | Pending
45d3a2aa-74c5-442e-a856-c77740a04c0f | Passenger Lift 03 | IfcTransportElement | LOI_Manufacturer | manufacturer_data.manufacturer | KONE | text |  | JSON/COBie/IFC | Yes | assets[].manufacturer_data.manufacturer | BIM/MEP/O&M | Pending
45d3a2aa-74c5-442e-a856-c77740a04c0f | Passenger Lift 03 | IfcTransportElement | LOI_Manufacturer | manufacturer_data.model | MonoSpace | text |  | JSON/COBie/IFC | Yes | assets[].manufacturer_data.model | BIM/MEP/O&M | Pending
45d3a2aa-74c5-442e-a856-c77740a04c0f | Passenger Lift 03 | IfcTransportElement | LOI_Manufacturer | manufacturer_data.serial_number | SN-LIFT-03 | text |  | JSON/COBie/IFC | Yes | assets[].manufacturer_data.serial_number | BIM/MEP/O&M | Pending
45d3a2aa-74c5-442e-a856-c77740a04c0f | Passenger Lift 03 | IfcTransportElement | LOI_Manufacturer | manufacturer_data.installation_date | 2026-05-15 | text |  | JSON/COBie/IFC | Conditional | assets[].manufacturer_data.installation_date | BIM/MEP/O&M | Pending
45d3a2aa-74c5-442e-a856-c77740a04c0f | Passenger Lift 03 | IfcTransportElement | LOI_Manufacturer | manufacturer_data.warranty_start_date | 2026-06-01 | text |  | JSON/COBie/IFC | Conditional | assets[].manufacturer_data.warranty_start_date | BIM/MEP/O&M | Pending
45d3a2aa-74c5-442e-a856-c77740a04c0f | Passenger Lift 03 | IfcTransportElement | LOI_Manufacturer | manufacturer_data.warranty_end_date | 2028-06-01 | text |  | JSON/COBie/IFC | Conditional | assets[].manufacturer_data.warranty_end_date | BIM/MEP/O&M | Pending
45d3a2aa-74c5-442e-a856-c77740a04c0f | Passenger Lift 03 | IfcTransportElement | LOI_Operation_Maintenance | operation_data.maintainable | TRUE | boolean |  | JSON/COBie/IFC | Conditional | assets[].operation_data.maintainable | BIM/MEP/O&M | Pending
45d3a2aa-74c5-442e-a856-c77740a04c0f | Passenger Lift 03 | IfcTransportElement | LOI_Operation_Maintenance | operation_data.criticality | High | text |  | JSON/COBie/IFC | Yes | assets[].operation_data.criticality | BIM/MEP/O&M | Pending
45d3a2aa-74c5-442e-a856-c77740a04c0f | Passenger Lift 03 | IfcTransportElement | LOI_Operation_Maintenance | operation_data.expected_life_years | 15 | number |  | JSON/COBie/IFC | Conditional | assets[].operation_data.expected_life_years | BIM/MEP/O&M | Pending
45d3a2aa-74c5-442e-a856-c77740a04c0f | Passenger Lift 03 | IfcTransportElement | LOI_Operation_Maintenance | operation_data.maintenance_strategy | preventive_and_condition_based | text |  | JSON/COBie/IFC | Yes | assets[].operation_data.maintenance_strategy | BIM/MEP/O&M | Pending
45d3a2aa-74c5-442e-a856-c77740a04c0f | Passenger Lift 03 | IfcTransportElement | LOI_Operation_Maintenance | operation_data.cmms_asset_id | CMMS-LIFT-03 | text |  | JSON/COBie/IFC | Yes | assets[].operation_data.cmms_asset_id | BIM/MEP/O&M | Pending
45d3a2aa-74c5-442e-a856-c77740a04c0f | Passenger Lift 03 | IfcTransportElement | LOI_Operation_Maintenance | operation_data.spare_part_group | SPARE-LIFT | text |  | JSON/COBie/IFC | Conditional | assets[].operation_data.spare_part_group | BIM/MEP/O&M | Pending
45d3a2aa-74c5-442e-a856-c77740a04c0f | Passenger Lift 03 | IfcTransportElement | LOI_Operation_Maintenance | operation_data.manual_url | https://example.com/om_manuals/LIFT-03.pdf | text |  | JSON/COBie/IFC | Conditional | assets[].operation_data.manual_url | BIM/MEP/O&M | Pending
45d3a2aa-74c5-442e-a856-c77740a04c0f | Passenger Lift 03 | IfcTransportElement | DTP_Metadata | digital_twin.dt_entity_type | asset | text |  | JSON/COBie/IFC | Conditional | assets[].digital_twin.dt_entity_type | BIM/MEP/O&M | Pending
45d3a2aa-74c5-442e-a856-c77740a04c0f | Passenger Lift 03 | IfcTransportElement | DTP_Metadata | digital_twin.state_source | BMS/IoT/CMMS | text |  | JSON/COBie/IFC | Conditional | assets[].digital_twin.state_source | BIM/MEP/O&M | Pending
45d3a2aa-74c5-442e-a856-c77740a04c0f | Passenger Lift 03 | IfcTransportElement | DTP_Metadata | digital_twin.realtime_enabled | TRUE | boolean |  | JSON/COBie/IFC | Conditional | assets[].digital_twin.realtime_enabled | BIM/MEP/O&M | Pending
45d3a2aa-74c5-442e-a856-c77740a04c0f | Passenger Lift 03 | IfcTransportElement | DTP_Metadata | digital_twin.history_enabled | TRUE | boolean |  | JSON/COBie/IFC | Conditional | assets[].digital_twin.history_enabled | BIM/MEP/O&M | Pending
45d3a2aa-74c5-442e-a856-c77740a04c0f | Passenger Lift 03 | IfcTransportElement | DTP_Metadata | digital_twin.visual_selectable | TRUE | boolean |  | JSON/COBie/IFC | Conditional | assets[].digital_twin.visual_selectable | BIM/MEP/O&M | Pending
45d3a2aa-74c5-442e-a856-c77740a04c0f | Passenger Lift 03 | IfcTransportElement | DTP_Metadata | digital_twin.visual_highlight_layer | LAYER-ASSET-VERTICAL-TRANSPORTATION | text |  | JSON/COBie/IFC | Conditional | assets[].digital_twin.visual_highlight_layer | BIM/MEP/O&M | Pending
45d3a2aa-74c5-442e-a856-c77740a04c0f | Passenger Lift 03 | IfcTransportElement | Asset_Metadata | tags[0] | vertical_transportation | text |  | JSON/COBie/IFC | Conditional | assets[].tags[0] | BIM/MEP/O&M | Pending
45d3a2aa-74c5-442e-a856-c77740a04c0f | Passenger Lift 03 | IfcTransportElement | Asset_Metadata | tags[1] | lift | text |  | JSON/COBie/IFC | Conditional | assets[].tags[1] | BIM/MEP/O&M | Pending
45d3a2aa-74c5-442e-a856-c77740a04c0f | Passenger Lift 03 | IfcTransportElement | Asset_Metadata | tags[2] | passengerlift | text |  | JSON/COBie/IFC | Conditional | assets[].tags[2] | BIM/MEP/O&M | Pending
3f37678f-3694-424c-9574-5207baf210c9 | Passenger Lift 04 | IfcTransportElement | Asset_Metadata | asset_id | LIFT-04 | text |  | JSON/COBie/IFC | Yes | assets[].asset_id | BIM/MEP/O&M | Pending
3f37678f-3694-424c-9574-5207baf210c9 | Passenger Lift 04 | IfcTransportElement | Asset_Metadata | asset_name | Passenger Lift 04 | text |  | JSON/COBie/IFC | Yes | assets[].asset_name | BIM/MEP/O&M | Pending
3f37678f-3694-424c-9574-5207baf210c9 | Passenger Lift 04 | IfcTransportElement | Asset_Metadata | asset_status | in_service | text |  | JSON/COBie/IFC | Conditional | assets[].asset_status | BIM/MEP/O&M | Pending
3f37678f-3694-424c-9574-5207baf210c9 | Passenger Lift 04 | IfcTransportElement | Asset_Metadata | system | Vertical Transportation | text |  | JSON/COBie/IFC | Yes | assets[].system | BIM/MEP/O&M | Pending
3f37678f-3694-424c-9574-5207baf210c9 | Passenger Lift 04 | IfcTransportElement | Asset_Metadata | discipline | MEP | text |  | JSON/COBie/IFC | Conditional | assets[].discipline | BIM/MEP/O&M | Pending
3f37678f-3694-424c-9574-5207baf210c9 | Passenger Lift 04 | IfcTransportElement | Asset_Metadata | category | Lift | text |  | JSON/COBie/IFC | Conditional | assets[].category | BIM/MEP/O&M | Pending
3f37678f-3694-424c-9574-5207baf210c9 | Passenger Lift 04 | IfcTransportElement | Asset_Metadata | asset_type | PassengerLift | text |  | JSON/COBie/IFC | Yes | assets[].asset_type | BIM/MEP/O&M | Pending
3f37678f-3694-424c-9574-5207baf210c9 | Passenger Lift 04 | IfcTransportElement | LOI_Classification | classification.uniclass_code | placeholder | text |  | JSON/COBie/IFC | Yes | assets[].classification.uniclass_code | BIM/MEP/O&M | Pending
3f37678f-3694-424c-9574-5207baf210c9 | Passenger Lift 04 | IfcTransportElement | LOI_Classification | classification.omniclass_code | placeholder | text |  | JSON/COBie/IFC | Yes | assets[].classification.omniclass_code | BIM/MEP/O&M | Pending
3f37678f-3694-424c-9574-5207baf210c9 | Passenger Lift 04 | IfcTransportElement | LOI_Classification | classification.local_classification | Vertical Transportation/Lift/PassengerLift | text |  | JSON/COBie/IFC | Conditional | assets[].classification.local_classification | BIM/MEP/O&M | Pending
3f37678f-3694-424c-9574-5207baf210c9 | Passenger Lift 04 | IfcTransportElement | LOI_Location | location.facility_id | FAC-OFFICE-TOWER-A | text |  | JSON/COBie/IFC | Conditional | assets[].location.facility_id | BIM/MEP/O&M | Pending
3f37678f-3694-424c-9574-5207baf210c9 | Passenger Lift 04 | IfcTransportElement | LOI_Location | location.floor_id | FL-ROOF | text |  | JSON/COBie/IFC | Yes | assets[].location.floor_id | BIM/MEP/O&M | Pending
3f37678f-3694-424c-9574-5207baf210c9 | Passenger Lift 04 | IfcTransportElement | LOI_Location | location.space_id | SP-ROOF-ELEV-MACHINE | text |  | JSON/COBie/IFC | Yes | assets[].location.space_id | BIM/MEP/O&M | Pending
3f37678f-3694-424c-9574-5207baf210c9 | Passenger Lift 04 | IfcTransportElement | LOI_Location | location.zone_id | ZONE-ROOF-TECH | text |  | JSON/COBie/IFC | Conditional | assets[].location.zone_id | BIM/MEP/O&M | Pending
3f37678f-3694-424c-9574-5207baf210c9 | Passenger Lift 04 | IfcTransportElement | IFC_Core | bim_mapping.ifc_guid | 3f37678f-3694-424c-9574-5207baf210c9 | text |  | JSON/COBie/IFC | Yes | assets[].bim_mapping.ifc_guid | BIM/MEP/O&M | Pending
3f37678f-3694-424c-9574-5207baf210c9 | Passenger Lift 04 | IfcTransportElement | IFC_Core | bim_mapping.ifc_entity | IfcTransportElement | text |  | JSON/COBie/IFC | Conditional | assets[].bim_mapping.ifc_entity | BIM/MEP/O&M | Pending
3f37678f-3694-424c-9574-5207baf210c9 | Passenger Lift 04 | IfcTransportElement | IFC_Core | bim_mapping.ifc_name | Passenger Lift 04 | text |  | JSON/COBie/IFC | Conditional | assets[].bim_mapping.ifc_name | BIM/MEP/O&M | Pending
3f37678f-3694-424c-9574-5207baf210c9 | Passenger Lift 04 | IfcTransportElement | IFC_Core | bim_mapping.source_model_id | IFC-MEP-001 | text |  | JSON/COBie/IFC | Conditional | assets[].bim_mapping.source_model_id | BIM/MEP/O&M | Pending
3f37678f-3694-424c-9574-5207baf210c9 | Passenger Lift 04 | IfcTransportElement | IFC_Core | bim_mapping.global_id_locked | TRUE | boolean |  | JSON/COBie/IFC | Conditional | assets[].bim_mapping.global_id_locked | BIM/MEP/O&M | Pending
3f37678f-3694-424c-9574-5207baf210c9 | Passenger Lift 04 | IfcTransportElement | Asset_Metadata | cobie_mapping.component_name | LIFT-04 | text |  | JSON/COBie/IFC | Conditional | assets[].cobie_mapping.component_name | BIM/MEP/O&M | Pending
3f37678f-3694-424c-9574-5207baf210c9 | Passenger Lift 04 | IfcTransportElement | Asset_Metadata | cobie_mapping.type_name | PassengerLift | text |  | JSON/COBie/IFC | Conditional | assets[].cobie_mapping.type_name | BIM/MEP/O&M | Pending
3f37678f-3694-424c-9574-5207baf210c9 | Passenger Lift 04 | IfcTransportElement | Asset_Metadata | cobie_mapping.system_name | Vertical Transportation | text |  | JSON/COBie/IFC | Conditional | assets[].cobie_mapping.system_name | BIM/MEP/O&M | Pending
3f37678f-3694-424c-9574-5207baf210c9 | Passenger Lift 04 | IfcTransportElement | Asset_Metadata | cobie_mapping.space_name | SP-ROOF-ELEV-MACHINE | text |  | JSON/COBie/IFC | Conditional | assets[].cobie_mapping.space_name | BIM/MEP/O&M | Pending
3f37678f-3694-424c-9574-5207baf210c9 | Passenger Lift 04 | IfcTransportElement | LOI_Manufacturer | manufacturer_data.manufacturer | KONE | text |  | JSON/COBie/IFC | Yes | assets[].manufacturer_data.manufacturer | BIM/MEP/O&M | Pending
3f37678f-3694-424c-9574-5207baf210c9 | Passenger Lift 04 | IfcTransportElement | LOI_Manufacturer | manufacturer_data.model | MonoSpace | text |  | JSON/COBie/IFC | Yes | assets[].manufacturer_data.model | BIM/MEP/O&M | Pending
3f37678f-3694-424c-9574-5207baf210c9 | Passenger Lift 04 | IfcTransportElement | LOI_Manufacturer | manufacturer_data.serial_number | SN-LIFT-04 | text |  | JSON/COBie/IFC | Yes | assets[].manufacturer_data.serial_number | BIM/MEP/O&M | Pending
3f37678f-3694-424c-9574-5207baf210c9 | Passenger Lift 04 | IfcTransportElement | LOI_Manufacturer | manufacturer_data.installation_date | 2026-05-15 | text |  | JSON/COBie/IFC | Conditional | assets[].manufacturer_data.installation_date | BIM/MEP/O&M | Pending
3f37678f-3694-424c-9574-5207baf210c9 | Passenger Lift 04 | IfcTransportElement | LOI_Manufacturer | manufacturer_data.warranty_start_date | 2026-06-01 | text |  | JSON/COBie/IFC | Conditional | assets[].manufacturer_data.warranty_start_date | BIM/MEP/O&M | Pending
3f37678f-3694-424c-9574-5207baf210c9 | Passenger Lift 04 | IfcTransportElement | LOI_Manufacturer | manufacturer_data.warranty_end_date | 2028-06-01 | text |  | JSON/COBie/IFC | Conditional | assets[].manufacturer_data.warranty_end_date | BIM/MEP/O&M | Pending
3f37678f-3694-424c-9574-5207baf210c9 | Passenger Lift 04 | IfcTransportElement | LOI_Operation_Maintenance | operation_data.maintainable | TRUE | boolean |  | JSON/COBie/IFC | Conditional | assets[].operation_data.maintainable | BIM/MEP/O&M | Pending
3f37678f-3694-424c-9574-5207baf210c9 | Passenger Lift 04 | IfcTransportElement | LOI_Operation_Maintenance | operation_data.criticality | High | text |  | JSON/COBie/IFC | Yes | assets[].operation_data.criticality | BIM/MEP/O&M | Pending
3f37678f-3694-424c-9574-5207baf210c9 | Passenger Lift 04 | IfcTransportElement | LOI_Operation_Maintenance | operation_data.expected_life_years | 15 | number |  | JSON/COBie/IFC | Conditional | assets[].operation_data.expected_life_years | BIM/MEP/O&M | Pending
3f37678f-3694-424c-9574-5207baf210c9 | Passenger Lift 04 | IfcTransportElement | LOI_Operation_Maintenance | operation_data.maintenance_strategy | preventive_and_condition_based | text |  | JSON/COBie/IFC | Yes | assets[].operation_data.maintenance_strategy | BIM/MEP/O&M | Pending
3f37678f-3694-424c-9574-5207baf210c9 | Passenger Lift 04 | IfcTransportElement | LOI_Operation_Maintenance | operation_data.cmms_asset_id | CMMS-LIFT-04 | text |  | JSON/COBie/IFC | Yes | assets[].operation_data.cmms_asset_id | BIM/MEP/O&M | Pending
3f37678f-3694-424c-9574-5207baf210c9 | Passenger Lift 04 | IfcTransportElement | LOI_Operation_Maintenance | operation_data.spare_part_group | SPARE-LIFT | text |  | JSON/COBie/IFC | Conditional | assets[].operation_data.spare_part_group | BIM/MEP/O&M | Pending
3f37678f-3694-424c-9574-5207baf210c9 | Passenger Lift 04 | IfcTransportElement | LOI_Operation_Maintenance | operation_data.manual_url | https://example.com/om_manuals/LIFT-04.pdf | text |  | JSON/COBie/IFC | Conditional | assets[].operation_data.manual_url | BIM/MEP/O&M | Pending
3f37678f-3694-424c-9574-5207baf210c9 | Passenger Lift 04 | IfcTransportElement | DTP_Metadata | digital_twin.dt_entity_type | asset | text |  | JSON/COBie/IFC | Conditional | assets[].digital_twin.dt_entity_type | BIM/MEP/O&M | Pending
3f37678f-3694-424c-9574-5207baf210c9 | Passenger Lift 04 | IfcTransportElement | DTP_Metadata | digital_twin.state_source | BMS/IoT/CMMS | text |  | JSON/COBie/IFC | Conditional | assets[].digital_twin.state_source | BIM/MEP/O&M | Pending
3f37678f-3694-424c-9574-5207baf210c9 | Passenger Lift 04 | IfcTransportElement | DTP_Metadata | digital_twin.realtime_enabled | TRUE | boolean |  | JSON/COBie/IFC | Conditional | assets[].digital_twin.realtime_enabled | BIM/MEP/O&M | Pending
3f37678f-3694-424c-9574-5207baf210c9 | Passenger Lift 04 | IfcTransportElement | DTP_Metadata | digital_twin.history_enabled | TRUE | boolean |  | JSON/COBie/IFC | Conditional | assets[].digital_twin.history_enabled | BIM/MEP/O&M | Pending
3f37678f-3694-424c-9574-5207baf210c9 | Passenger Lift 04 | IfcTransportElement | DTP_Metadata | digital_twin.visual_selectable | TRUE | boolean |  | JSON/COBie/IFC | Conditional | assets[].digital_twin.visual_selectable | BIM/MEP/O&M | Pending
3f37678f-3694-424c-9574-5207baf210c9 | Passenger Lift 04 | IfcTransportElement | DTP_Metadata | digital_twin.visual_highlight_layer | LAYER-ASSET-VERTICAL-TRANSPORTATION | text |  | JSON/COBie/IFC | Conditional | assets[].digital_twin.visual_highlight_layer | BIM/MEP/O&M | Pending
3f37678f-3694-424c-9574-5207baf210c9 | Passenger Lift 04 | IfcTransportElement | Asset_Metadata | tags[0] | vertical_transportation | text |  | JSON/COBie/IFC | Conditional | assets[].tags[0] | BIM/MEP/O&M | Pending
3f37678f-3694-424c-9574-5207baf210c9 | Passenger Lift 04 | IfcTransportElement | Asset_Metadata | tags[1] | lift | text |  | JSON/COBie/IFC | Conditional | assets[].tags[1] | BIM/MEP/O&M | Pending
3f37678f-3694-424c-9574-5207baf210c9 | Passenger Lift 04 | IfcTransportElement | Asset_Metadata | tags[2] | passengerlift | text |  | JSON/COBie/IFC | Conditional | assets[].tags[2] | BIM/MEP/O&M | Pending
c75c405c-b504-469f-bd8c-02beb5e4cc13 | Escalator L01-001 | IfcTransportElement | Asset_Metadata | asset_id | ESC-L01-001 | text |  | JSON/COBie/IFC | Yes | assets[].asset_id | BIM/MEP/O&M | Pending
c75c405c-b504-469f-bd8c-02beb5e4cc13 | Escalator L01-001 | IfcTransportElement | Asset_Metadata | asset_name | Escalator L01-001 | text |  | JSON/COBie/IFC | Yes | assets[].asset_name | BIM/MEP/O&M | Pending
c75c405c-b504-469f-bd8c-02beb5e4cc13 | Escalator L01-001 | IfcTransportElement | Asset_Metadata | asset_status | in_service | text |  | JSON/COBie/IFC | Conditional | assets[].asset_status | BIM/MEP/O&M | Pending
c75c405c-b504-469f-bd8c-02beb5e4cc13 | Escalator L01-001 | IfcTransportElement | Asset_Metadata | system | Vertical Transportation | text |  | JSON/COBie/IFC | Yes | assets[].system | BIM/MEP/O&M | Pending
c75c405c-b504-469f-bd8c-02beb5e4cc13 | Escalator L01-001 | IfcTransportElement | Asset_Metadata | discipline | MEP | text |  | JSON/COBie/IFC | Conditional | assets[].discipline | BIM/MEP/O&M | Pending
c75c405c-b504-469f-bd8c-02beb5e4cc13 | Escalator L01-001 | IfcTransportElement | Asset_Metadata | category | Escalator | text |  | JSON/COBie/IFC | Conditional | assets[].category | BIM/MEP/O&M | Pending
c75c405c-b504-469f-bd8c-02beb5e4cc13 | Escalator L01-001 | IfcTransportElement | Asset_Metadata | asset_type | Escalator | text |  | JSON/COBie/IFC | Yes | assets[].asset_type | BIM/MEP/O&M | Pending
c75c405c-b504-469f-bd8c-02beb5e4cc13 | Escalator L01-001 | IfcTransportElement | LOI_Classification | classification.uniclass_code | placeholder | text |  | JSON/COBie/IFC | Yes | assets[].classification.uniclass_code | BIM/MEP/O&M | Pending
c75c405c-b504-469f-bd8c-02beb5e4cc13 | Escalator L01-001 | IfcTransportElement | LOI_Classification | classification.omniclass_code | placeholder | text |  | JSON/COBie/IFC | Yes | assets[].classification.omniclass_code | BIM/MEP/O&M | Pending
c75c405c-b504-469f-bd8c-02beb5e4cc13 | Escalator L01-001 | IfcTransportElement | LOI_Classification | classification.local_classification | Vertical Transportation/Escalator/Escalator | text |  | JSON/COBie/IFC | Conditional | assets[].classification.local_classification | BIM/MEP/O&M | Pending
c75c405c-b504-469f-bd8c-02beb5e4cc13 | Escalator L01-001 | IfcTransportElement | LOI_Location | location.facility_id | FAC-OFFICE-TOWER-A | text |  | JSON/COBie/IFC | Conditional | assets[].location.facility_id | BIM/MEP/O&M | Pending
c75c405c-b504-469f-bd8c-02beb5e4cc13 | Escalator L01-001 | IfcTransportElement | LOI_Location | location.floor_id | FL-L01 | text |  | JSON/COBie/IFC | Yes | assets[].location.floor_id | BIM/MEP/O&M | Pending
c75c405c-b504-469f-bd8c-02beb5e4cc13 | Escalator L01-001 | IfcTransportElement | LOI_Location | location.space_id | SP-L01-LOBBY | text |  | JSON/COBie/IFC | Yes | assets[].location.space_id | BIM/MEP/O&M | Pending
c75c405c-b504-469f-bd8c-02beb5e4cc13 | Escalator L01-001 | IfcTransportElement | LOI_Location | location.zone_id | ZONE-PUBLIC-L01 | text |  | JSON/COBie/IFC | Conditional | assets[].location.zone_id | BIM/MEP/O&M | Pending
c75c405c-b504-469f-bd8c-02beb5e4cc13 | Escalator L01-001 | IfcTransportElement | IFC_Core | bim_mapping.ifc_guid | c75c405c-b504-469f-bd8c-02beb5e4cc13 | text |  | JSON/COBie/IFC | Yes | assets[].bim_mapping.ifc_guid | BIM/MEP/O&M | Pending
c75c405c-b504-469f-bd8c-02beb5e4cc13 | Escalator L01-001 | IfcTransportElement | IFC_Core | bim_mapping.ifc_entity | IfcTransportElement | text |  | JSON/COBie/IFC | Conditional | assets[].bim_mapping.ifc_entity | BIM/MEP/O&M | Pending
c75c405c-b504-469f-bd8c-02beb5e4cc13 | Escalator L01-001 | IfcTransportElement | IFC_Core | bim_mapping.ifc_name | Escalator L01-001 | text |  | JSON/COBie/IFC | Conditional | assets[].bim_mapping.ifc_name | BIM/MEP/O&M | Pending
c75c405c-b504-469f-bd8c-02beb5e4cc13 | Escalator L01-001 | IfcTransportElement | IFC_Core | bim_mapping.source_model_id | IFC-MEP-001 | text |  | JSON/COBie/IFC | Conditional | assets[].bim_mapping.source_model_id | BIM/MEP/O&M | Pending
c75c405c-b504-469f-bd8c-02beb5e4cc13 | Escalator L01-001 | IfcTransportElement | IFC_Core | bim_mapping.global_id_locked | TRUE | boolean |  | JSON/COBie/IFC | Conditional | assets[].bim_mapping.global_id_locked | BIM/MEP/O&M | Pending
c75c405c-b504-469f-bd8c-02beb5e4cc13 | Escalator L01-001 | IfcTransportElement | Asset_Metadata | cobie_mapping.component_name | ESC-L01-001 | text |  | JSON/COBie/IFC | Conditional | assets[].cobie_mapping.component_name | BIM/MEP/O&M | Pending
c75c405c-b504-469f-bd8c-02beb5e4cc13 | Escalator L01-001 | IfcTransportElement | Asset_Metadata | cobie_mapping.type_name | Escalator | text |  | JSON/COBie/IFC | Conditional | assets[].cobie_mapping.type_name | BIM/MEP/O&M | Pending
c75c405c-b504-469f-bd8c-02beb5e4cc13 | Escalator L01-001 | IfcTransportElement | Asset_Metadata | cobie_mapping.system_name | Vertical Transportation | text |  | JSON/COBie/IFC | Conditional | assets[].cobie_mapping.system_name | BIM/MEP/O&M | Pending
c75c405c-b504-469f-bd8c-02beb5e4cc13 | Escalator L01-001 | IfcTransportElement | Asset_Metadata | cobie_mapping.space_name | SP-L01-LOBBY | text |  | JSON/COBie/IFC | Conditional | assets[].cobie_mapping.space_name | BIM/MEP/O&M | Pending
c75c405c-b504-469f-bd8c-02beb5e4cc13 | Escalator L01-001 | IfcTransportElement | LOI_Manufacturer | manufacturer_data.manufacturer | Generic Manufacturer | text |  | JSON/COBie/IFC | Yes | assets[].manufacturer_data.manufacturer | BIM/MEP/O&M | Pending
c75c405c-b504-469f-bd8c-02beb5e4cc13 | Escalator L01-001 | IfcTransportElement | LOI_Manufacturer | manufacturer_data.model | Model-Placeholder | text |  | JSON/COBie/IFC | Yes | assets[].manufacturer_data.model | BIM/MEP/O&M | Pending
c75c405c-b504-469f-bd8c-02beb5e4cc13 | Escalator L01-001 | IfcTransportElement | LOI_Manufacturer | manufacturer_data.serial_number | SN-ESC-L01-001 | text |  | JSON/COBie/IFC | Yes | assets[].manufacturer_data.serial_number | BIM/MEP/O&M | Pending
c75c405c-b504-469f-bd8c-02beb5e4cc13 | Escalator L01-001 | IfcTransportElement | LOI_Manufacturer | manufacturer_data.installation_date | 2026-05-15 | text |  | JSON/COBie/IFC | Conditional | assets[].manufacturer_data.installation_date | BIM/MEP/O&M | Pending
c75c405c-b504-469f-bd8c-02beb5e4cc13 | Escalator L01-001 | IfcTransportElement | LOI_Manufacturer | manufacturer_data.warranty_start_date | 2026-06-01 | text |  | JSON/COBie/IFC | Conditional | assets[].manufacturer_data.warranty_start_date | BIM/MEP/O&M | Pending
c75c405c-b504-469f-bd8c-02beb5e4cc13 | Escalator L01-001 | IfcTransportElement | LOI_Manufacturer | manufacturer_data.warranty_end_date | 2028-06-01 | text |  | JSON/COBie/IFC | Conditional | assets[].manufacturer_data.warranty_end_date | BIM/MEP/O&M | Pending
c75c405c-b504-469f-bd8c-02beb5e4cc13 | Escalator L01-001 | IfcTransportElement | LOI_Operation_Maintenance | operation_data.maintainable | TRUE | boolean |  | JSON/COBie/IFC | Conditional | assets[].operation_data.maintainable | BIM/MEP/O&M | Pending
c75c405c-b504-469f-bd8c-02beb5e4cc13 | Escalator L01-001 | IfcTransportElement | LOI_Operation_Maintenance | operation_data.criticality | Medium | text |  | JSON/COBie/IFC | Yes | assets[].operation_data.criticality | BIM/MEP/O&M | Pending
c75c405c-b504-469f-bd8c-02beb5e4cc13 | Escalator L01-001 | IfcTransportElement | LOI_Operation_Maintenance | operation_data.expected_life_years | 15 | number |  | JSON/COBie/IFC | Conditional | assets[].operation_data.expected_life_years | BIM/MEP/O&M | Pending
c75c405c-b504-469f-bd8c-02beb5e4cc13 | Escalator L01-001 | IfcTransportElement | LOI_Operation_Maintenance | operation_data.maintenance_strategy | preventive_and_condition_based | text |  | JSON/COBie/IFC | Yes | assets[].operation_data.maintenance_strategy | BIM/MEP/O&M | Pending
c75c405c-b504-469f-bd8c-02beb5e4cc13 | Escalator L01-001 | IfcTransportElement | LOI_Operation_Maintenance | operation_data.cmms_asset_id | CMMS-ESC-L01-001 | text |  | JSON/COBie/IFC | Yes | assets[].operation_data.cmms_asset_id | BIM/MEP/O&M | Pending
c75c405c-b504-469f-bd8c-02beb5e4cc13 | Escalator L01-001 | IfcTransportElement | LOI_Operation_Maintenance | operation_data.spare_part_group | SPARE-ESCALATOR | text |  | JSON/COBie/IFC | Conditional | assets[].operation_data.spare_part_group | BIM/MEP/O&M | Pending
c75c405c-b504-469f-bd8c-02beb5e4cc13 | Escalator L01-001 | IfcTransportElement | LOI_Operation_Maintenance | operation_data.manual_url | https://example.com/om_manuals/ESC-L01-001.pdf | text |  | JSON/COBie/IFC | Conditional | assets[].operation_data.manual_url | BIM/MEP/O&M | Pending
c75c405c-b504-469f-bd8c-02beb5e4cc13 | Escalator L01-001 | IfcTransportElement | DTP_Metadata | digital_twin.dt_entity_type | asset | text |  | JSON/COBie/IFC | Conditional | assets[].digital_twin.dt_entity_type | BIM/MEP/O&M | Pending
c75c405c-b504-469f-bd8c-02beb5e4cc13 | Escalator L01-001 | IfcTransportElement | DTP_Metadata | digital_twin.state_source | BMS/IoT/CMMS | text |  | JSON/COBie/IFC | Conditional | assets[].digital_twin.state_source | BIM/MEP/O&M | Pending
c75c405c-b504-469f-bd8c-02beb5e4cc13 | Escalator L01-001 | IfcTransportElement | DTP_Metadata | digital_twin.realtime_enabled | TRUE | boolean |  | JSON/COBie/IFC | Conditional | assets[].digital_twin.realtime_enabled | BIM/MEP/O&M | Pending
c75c405c-b504-469f-bd8c-02beb5e4cc13 | Escalator L01-001 | IfcTransportElement | DTP_Metadata | digital_twin.history_enabled | TRUE | boolean |  | JSON/COBie/IFC | Conditional | assets[].digital_twin.history_enabled | BIM/MEP/O&M | Pending
c75c405c-b504-469f-bd8c-02beb5e4cc13 | Escalator L01-001 | IfcTransportElement | DTP_Metadata | digital_twin.visual_selectable | TRUE | boolean |  | JSON/COBie/IFC | Conditional | assets[].digital_twin.visual_selectable | BIM/MEP/O&M | Pending
c75c405c-b504-469f-bd8c-02beb5e4cc13 | Escalator L01-001 | IfcTransportElement | DTP_Metadata | digital_twin.visual_highlight_layer | LAYER-ASSET-VERTICAL-TRANSPORTATION | text |  | JSON/COBie/IFC | Conditional | assets[].digital_twin.visual_highlight_layer | BIM/MEP/O&M | Pending
c75c405c-b504-469f-bd8c-02beb5e4cc13 | Escalator L01-001 | IfcTransportElement | Asset_Metadata | tags[0] | vertical_transportation | text |  | JSON/COBie/IFC | Conditional | assets[].tags[0] | BIM/MEP/O&M | Pending
c75c405c-b504-469f-bd8c-02beb5e4cc13 | Escalator L01-001 | IfcTransportElement | Asset_Metadata | tags[1] | escalator | text |  | JSON/COBie/IFC | Conditional | assets[].tags[1] | BIM/MEP/O&M | Pending
c75c405c-b504-469f-bd8c-02beb5e4cc13 | Escalator L01-001 | IfcTransportElement | Asset_Metadata | tags[2] | escalator | text |  | JSON/COBie/IFC | Conditional | assets[].tags[2] | BIM/MEP/O&M | Pending
5d7f0dba-d602-4b47-ae60-a9c60e7928e7 | CCTV Camera B2-001 | IfcSensor | Asset_Metadata | asset_id | CCTV-B2-001 | text |  | JSON/COBie/IFC | Yes | assets[].asset_id | BIM/MEP/O&M | Pending
5d7f0dba-d602-4b47-ae60-a9c60e7928e7 | CCTV Camera B2-001 | IfcSensor | Asset_Metadata | asset_name | CCTV Camera B2-001 | text |  | JSON/COBie/IFC | Yes | assets[].asset_name | BIM/MEP/O&M | Pending
5d7f0dba-d602-4b47-ae60-a9c60e7928e7 | CCTV Camera B2-001 | IfcSensor | Asset_Metadata | asset_status | in_service | text |  | JSON/COBie/IFC | Conditional | assets[].asset_status | BIM/MEP/O&M | Pending
5d7f0dba-d602-4b47-ae60-a9c60e7928e7 | CCTV Camera B2-001 | IfcSensor | Asset_Metadata | system | Security | text |  | JSON/COBie/IFC | Yes | assets[].system | BIM/MEP/O&M | Pending
5d7f0dba-d602-4b47-ae60-a9c60e7928e7 | CCTV Camera B2-001 | IfcSensor | Asset_Metadata | discipline | MEP | text |  | JSON/COBie/IFC | Conditional | assets[].discipline | BIM/MEP/O&M | Pending
5d7f0dba-d602-4b47-ae60-a9c60e7928e7 | CCTV Camera B2-001 | IfcSensor | Asset_Metadata | category | Camera | text |  | JSON/COBie/IFC | Conditional | assets[].category | BIM/MEP/O&M | Pending
5d7f0dba-d602-4b47-ae60-a9c60e7928e7 | CCTV Camera B2-001 | IfcSensor | Asset_Metadata | asset_type | IPCamera | text |  | JSON/COBie/IFC | Yes | assets[].asset_type | BIM/MEP/O&M | Pending
5d7f0dba-d602-4b47-ae60-a9c60e7928e7 | CCTV Camera B2-001 | IfcSensor | LOI_Classification | classification.uniclass_code | placeholder | text |  | JSON/COBie/IFC | Yes | assets[].classification.uniclass_code | BIM/MEP/O&M | Pending
5d7f0dba-d602-4b47-ae60-a9c60e7928e7 | CCTV Camera B2-001 | IfcSensor | LOI_Classification | classification.omniclass_code | placeholder | text |  | JSON/COBie/IFC | Yes | assets[].classification.omniclass_code | BIM/MEP/O&M | Pending
5d7f0dba-d602-4b47-ae60-a9c60e7928e7 | CCTV Camera B2-001 | IfcSensor | LOI_Classification | classification.local_classification | Security/Camera/IPCamera | text |  | JSON/COBie/IFC | Conditional | assets[].classification.local_classification | BIM/MEP/O&M | Pending
5d7f0dba-d602-4b47-ae60-a9c60e7928e7 | CCTV Camera B2-001 | IfcSensor | LOI_Location | location.facility_id | FAC-OFFICE-TOWER-A | text |  | JSON/COBie/IFC | Conditional | assets[].location.facility_id | BIM/MEP/O&M | Pending
5d7f0dba-d602-4b47-ae60-a9c60e7928e7 | CCTV Camera B2-001 | IfcSensor | LOI_Location | location.floor_id | FL-B2 | text |  | JSON/COBie/IFC | Yes | assets[].location.floor_id | BIM/MEP/O&M | Pending
5d7f0dba-d602-4b47-ae60-a9c60e7928e7 | CCTV Camera B2-001 | IfcSensor | LOI_Location | location.space_id | SP-B2-PARKING-A | text |  | JSON/COBie/IFC | Yes | assets[].location.space_id | BIM/MEP/O&M | Pending
5d7f0dba-d602-4b47-ae60-a9c60e7928e7 | CCTV Camera B2-001 | IfcSensor | LOI_Location | location.zone_id | ZONE-FIRE-B1 | text |  | JSON/COBie/IFC | Conditional | assets[].location.zone_id | BIM/MEP/O&M | Pending
5d7f0dba-d602-4b47-ae60-a9c60e7928e7 | CCTV Camera B2-001 | IfcSensor | IFC_Core | bim_mapping.ifc_guid | 5d7f0dba-d602-4b47-ae60-a9c60e7928e7 | text |  | JSON/COBie/IFC | Yes | assets[].bim_mapping.ifc_guid | BIM/MEP/O&M | Pending
5d7f0dba-d602-4b47-ae60-a9c60e7928e7 | CCTV Camera B2-001 | IfcSensor | IFC_Core | bim_mapping.ifc_entity | IfcSensor | text |  | JSON/COBie/IFC | Conditional | assets[].bim_mapping.ifc_entity | BIM/MEP/O&M | Pending
5d7f0dba-d602-4b47-ae60-a9c60e7928e7 | CCTV Camera B2-001 | IfcSensor | IFC_Core | bim_mapping.ifc_name | CCTV Camera B2-001 | text |  | JSON/COBie/IFC | Conditional | assets[].bim_mapping.ifc_name | BIM/MEP/O&M | Pending
5d7f0dba-d602-4b47-ae60-a9c60e7928e7 | CCTV Camera B2-001 | IfcSensor | IFC_Core | bim_mapping.source_model_id | IFC-MEP-001 | text |  | JSON/COBie/IFC | Conditional | assets[].bim_mapping.source_model_id | BIM/MEP/O&M | Pending
5d7f0dba-d602-4b47-ae60-a9c60e7928e7 | CCTV Camera B2-001 | IfcSensor | IFC_Core | bim_mapping.global_id_locked | TRUE | boolean |  | JSON/COBie/IFC | Conditional | assets[].bim_mapping.global_id_locked | BIM/MEP/O&M | Pending
5d7f0dba-d602-4b47-ae60-a9c60e7928e7 | CCTV Camera B2-001 | IfcSensor | Asset_Metadata | cobie_mapping.component_name | CCTV-B2-001 | text |  | JSON/COBie/IFC | Conditional | assets[].cobie_mapping.component_name | BIM/MEP/O&M | Pending
5d7f0dba-d602-4b47-ae60-a9c60e7928e7 | CCTV Camera B2-001 | IfcSensor | Asset_Metadata | cobie_mapping.type_name | IPCamera | text |  | JSON/COBie/IFC | Conditional | assets[].cobie_mapping.type_name | BIM/MEP/O&M | Pending
5d7f0dba-d602-4b47-ae60-a9c60e7928e7 | CCTV Camera B2-001 | IfcSensor | Asset_Metadata | cobie_mapping.system_name | Security | text |  | JSON/COBie/IFC | Conditional | assets[].cobie_mapping.system_name | BIM/MEP/O&M | Pending
5d7f0dba-d602-4b47-ae60-a9c60e7928e7 | CCTV Camera B2-001 | IfcSensor | Asset_Metadata | cobie_mapping.space_name | SP-B2-PARKING-A | text |  | JSON/COBie/IFC | Conditional | assets[].cobie_mapping.space_name | BIM/MEP/O&M | Pending
5d7f0dba-d602-4b47-ae60-a9c60e7928e7 | CCTV Camera B2-001 | IfcSensor | LOI_Manufacturer | manufacturer_data.manufacturer | Hikvision | text |  | JSON/COBie/IFC | Yes | assets[].manufacturer_data.manufacturer | BIM/MEP/O&M | Pending
5d7f0dba-d602-4b47-ae60-a9c60e7928e7 | CCTV Camera B2-001 | IfcSensor | LOI_Manufacturer | manufacturer_data.model | DS-2CD | text |  | JSON/COBie/IFC | Yes | assets[].manufacturer_data.model | BIM/MEP/O&M | Pending
5d7f0dba-d602-4b47-ae60-a9c60e7928e7 | CCTV Camera B2-001 | IfcSensor | LOI_Manufacturer | manufacturer_data.serial_number | SN-CCTV-B2-001 | text |  | JSON/COBie/IFC | Yes | assets[].manufacturer_data.serial_number | BIM/MEP/O&M | Pending
5d7f0dba-d602-4b47-ae60-a9c60e7928e7 | CCTV Camera B2-001 | IfcSensor | LOI_Manufacturer | manufacturer_data.installation_date | 2026-05-15 | text |  | JSON/COBie/IFC | Conditional | assets[].manufacturer_data.installation_date | BIM/MEP/O&M | Pending
5d7f0dba-d602-4b47-ae60-a9c60e7928e7 | CCTV Camera B2-001 | IfcSensor | LOI_Manufacturer | manufacturer_data.warranty_start_date | 2026-06-01 | text |  | JSON/COBie/IFC | Conditional | assets[].manufacturer_data.warranty_start_date | BIM/MEP/O&M | Pending
5d7f0dba-d602-4b47-ae60-a9c60e7928e7 | CCTV Camera B2-001 | IfcSensor | LOI_Manufacturer | manufacturer_data.warranty_end_date | 2028-06-01 | text |  | JSON/COBie/IFC | Conditional | assets[].manufacturer_data.warranty_end_date | BIM/MEP/O&M | Pending
5d7f0dba-d602-4b47-ae60-a9c60e7928e7 | CCTV Camera B2-001 | IfcSensor | LOI_Operation_Maintenance | operation_data.maintainable | TRUE | boolean |  | JSON/COBie/IFC | Conditional | assets[].operation_data.maintainable | BIM/MEP/O&M | Pending
5d7f0dba-d602-4b47-ae60-a9c60e7928e7 | CCTV Camera B2-001 | IfcSensor | LOI_Operation_Maintenance | operation_data.criticality | Medium | text |  | JSON/COBie/IFC | Yes | assets[].operation_data.criticality | BIM/MEP/O&M | Pending
5d7f0dba-d602-4b47-ae60-a9c60e7928e7 | CCTV Camera B2-001 | IfcSensor | LOI_Operation_Maintenance | operation_data.expected_life_years | 15 | number |  | JSON/COBie/IFC | Conditional | assets[].operation_data.expected_life_years | BIM/MEP/O&M | Pending
5d7f0dba-d602-4b47-ae60-a9c60e7928e7 | CCTV Camera B2-001 | IfcSensor | LOI_Operation_Maintenance | operation_data.maintenance_strategy | preventive_and_condition_based | text |  | JSON/COBie/IFC | Yes | assets[].operation_data.maintenance_strategy | BIM/MEP/O&M | Pending
5d7f0dba-d602-4b47-ae60-a9c60e7928e7 | CCTV Camera B2-001 | IfcSensor | LOI_Operation_Maintenance | operation_data.cmms_asset_id | CMMS-CCTV-B2-001 | text |  | JSON/COBie/IFC | Yes | assets[].operation_data.cmms_asset_id | BIM/MEP/O&M | Pending
5d7f0dba-d602-4b47-ae60-a9c60e7928e7 | CCTV Camera B2-001 | IfcSensor | LOI_Operation_Maintenance | operation_data.spare_part_group | SPARE-CAMERA | text |  | JSON/COBie/IFC | Conditional | assets[].operation_data.spare_part_group | BIM/MEP/O&M | Pending
5d7f0dba-d602-4b47-ae60-a9c60e7928e7 | CCTV Camera B2-001 | IfcSensor | LOI_Operation_Maintenance | operation_data.manual_url | https://example.com/om_manuals/CCTV-B2-001.pdf | text |  | JSON/COBie/IFC | Conditional | assets[].operation_data.manual_url | BIM/MEP/O&M | Pending
5d7f0dba-d602-4b47-ae60-a9c60e7928e7 | CCTV Camera B2-001 | IfcSensor | DTP_Metadata | digital_twin.dt_entity_type | asset | text |  | JSON/COBie/IFC | Conditional | assets[].digital_twin.dt_entity_type | BIM/MEP/O&M | Pending
5d7f0dba-d602-4b47-ae60-a9c60e7928e7 | CCTV Camera B2-001 | IfcSensor | DTP_Metadata | digital_twin.state_source | BMS/IoT/CMMS | text |  | JSON/COBie/IFC | Conditional | assets[].digital_twin.state_source | BIM/MEP/O&M | Pending
5d7f0dba-d602-4b47-ae60-a9c60e7928e7 | CCTV Camera B2-001 | IfcSensor | DTP_Metadata | digital_twin.realtime_enabled | TRUE | boolean |  | JSON/COBie/IFC | Conditional | assets[].digital_twin.realtime_enabled | BIM/MEP/O&M | Pending
5d7f0dba-d602-4b47-ae60-a9c60e7928e7 | CCTV Camera B2-001 | IfcSensor | DTP_Metadata | digital_twin.history_enabled | TRUE | boolean |  | JSON/COBie/IFC | Conditional | assets[].digital_twin.history_enabled | BIM/MEP/O&M | Pending
5d7f0dba-d602-4b47-ae60-a9c60e7928e7 | CCTV Camera B2-001 | IfcSensor | DTP_Metadata | digital_twin.visual_selectable | TRUE | boolean |  | JSON/COBie/IFC | Conditional | assets[].digital_twin.visual_selectable | BIM/MEP/O&M | Pending
5d7f0dba-d602-4b47-ae60-a9c60e7928e7 | CCTV Camera B2-001 | IfcSensor | DTP_Metadata | digital_twin.visual_highlight_layer | LAYER-ASSET-SECURITY | text |  | JSON/COBie/IFC | Conditional | assets[].digital_twin.visual_highlight_layer | BIM/MEP/O&M | Pending
5d7f0dba-d602-4b47-ae60-a9c60e7928e7 | CCTV Camera B2-001 | IfcSensor | Asset_Metadata | tags[0] | security | text |  | JSON/COBie/IFC | Conditional | assets[].tags[0] | BIM/MEP/O&M | Pending
5d7f0dba-d602-4b47-ae60-a9c60e7928e7 | CCTV Camera B2-001 | IfcSensor | Asset_Metadata | tags[1] | camera | text |  | JSON/COBie/IFC | Conditional | assets[].tags[1] | BIM/MEP/O&M | Pending
5d7f0dba-d602-4b47-ae60-a9c60e7928e7 | CCTV Camera B2-001 | IfcSensor | Asset_Metadata | tags[2] | ipcamera | text |  | JSON/COBie/IFC | Conditional | assets[].tags[2] | BIM/MEP/O&M | Pending
db2e9e9c-69fd-4a1f-9ba1-a06ec26fe722 | CCTV Camera L01-001 | IfcSensor | Asset_Metadata | asset_id | CCTV-L01-001 | text |  | JSON/COBie/IFC | Yes | assets[].asset_id | BIM/MEP/O&M | Pending
db2e9e9c-69fd-4a1f-9ba1-a06ec26fe722 | CCTV Camera L01-001 | IfcSensor | Asset_Metadata | asset_name | CCTV Camera L01-001 | text |  | JSON/COBie/IFC | Yes | assets[].asset_name | BIM/MEP/O&M | Pending
db2e9e9c-69fd-4a1f-9ba1-a06ec26fe722 | CCTV Camera L01-001 | IfcSensor | Asset_Metadata | asset_status | in_service | text |  | JSON/COBie/IFC | Conditional | assets[].asset_status | BIM/MEP/O&M | Pending
db2e9e9c-69fd-4a1f-9ba1-a06ec26fe722 | CCTV Camera L01-001 | IfcSensor | Asset_Metadata | system | Security | text |  | JSON/COBie/IFC | Yes | assets[].system | BIM/MEP/O&M | Pending
db2e9e9c-69fd-4a1f-9ba1-a06ec26fe722 | CCTV Camera L01-001 | IfcSensor | Asset_Metadata | discipline | MEP | text |  | JSON/COBie/IFC | Conditional | assets[].discipline | BIM/MEP/O&M | Pending
db2e9e9c-69fd-4a1f-9ba1-a06ec26fe722 | CCTV Camera L01-001 | IfcSensor | Asset_Metadata | category | Camera | text |  | JSON/COBie/IFC | Conditional | assets[].category | BIM/MEP/O&M | Pending
db2e9e9c-69fd-4a1f-9ba1-a06ec26fe722 | CCTV Camera L01-001 | IfcSensor | Asset_Metadata | asset_type | IPCamera | text |  | JSON/COBie/IFC | Yes | assets[].asset_type | BIM/MEP/O&M | Pending
db2e9e9c-69fd-4a1f-9ba1-a06ec26fe722 | CCTV Camera L01-001 | IfcSensor | LOI_Classification | classification.uniclass_code | placeholder | text |  | JSON/COBie/IFC | Yes | assets[].classification.uniclass_code | BIM/MEP/O&M | Pending
db2e9e9c-69fd-4a1f-9ba1-a06ec26fe722 | CCTV Camera L01-001 | IfcSensor | LOI_Classification | classification.omniclass_code | placeholder | text |  | JSON/COBie/IFC | Yes | assets[].classification.omniclass_code | BIM/MEP/O&M | Pending
db2e9e9c-69fd-4a1f-9ba1-a06ec26fe722 | CCTV Camera L01-001 | IfcSensor | LOI_Classification | classification.local_classification | Security/Camera/IPCamera | text |  | JSON/COBie/IFC | Conditional | assets[].classification.local_classification | BIM/MEP/O&M | Pending
db2e9e9c-69fd-4a1f-9ba1-a06ec26fe722 | CCTV Camera L01-001 | IfcSensor | LOI_Location | location.facility_id | FAC-OFFICE-TOWER-A | text |  | JSON/COBie/IFC | Conditional | assets[].location.facility_id | BIM/MEP/O&M | Pending
db2e9e9c-69fd-4a1f-9ba1-a06ec26fe722 | CCTV Camera L01-001 | IfcSensor | LOI_Location | location.floor_id | FL-L01 | text |  | JSON/COBie/IFC | Yes | assets[].location.floor_id | BIM/MEP/O&M | Pending
db2e9e9c-69fd-4a1f-9ba1-a06ec26fe722 | CCTV Camera L01-001 | IfcSensor | LOI_Location | location.space_id | SP-L01-LOBBY | text |  | JSON/COBie/IFC | Yes | assets[].location.space_id | BIM/MEP/O&M | Pending
db2e9e9c-69fd-4a1f-9ba1-a06ec26fe722 | CCTV Camera L01-001 | IfcSensor | LOI_Location | location.zone_id | ZONE-PUBLIC-L01 | text |  | JSON/COBie/IFC | Conditional | assets[].location.zone_id | BIM/MEP/O&M | Pending
db2e9e9c-69fd-4a1f-9ba1-a06ec26fe722 | CCTV Camera L01-001 | IfcSensor | IFC_Core | bim_mapping.ifc_guid | db2e9e9c-69fd-4a1f-9ba1-a06ec26fe722 | text |  | JSON/COBie/IFC | Yes | assets[].bim_mapping.ifc_guid | BIM/MEP/O&M | Pending
db2e9e9c-69fd-4a1f-9ba1-a06ec26fe722 | CCTV Camera L01-001 | IfcSensor | IFC_Core | bim_mapping.ifc_entity | IfcSensor | text |  | JSON/COBie/IFC | Conditional | assets[].bim_mapping.ifc_entity | BIM/MEP/O&M | Pending
db2e9e9c-69fd-4a1f-9ba1-a06ec26fe722 | CCTV Camera L01-001 | IfcSensor | IFC_Core | bim_mapping.ifc_name | CCTV Camera L01-001 | text |  | JSON/COBie/IFC | Conditional | assets[].bim_mapping.ifc_name | BIM/MEP/O&M | Pending
db2e9e9c-69fd-4a1f-9ba1-a06ec26fe722 | CCTV Camera L01-001 | IfcSensor | IFC_Core | bim_mapping.source_model_id | IFC-MEP-001 | text |  | JSON/COBie/IFC | Conditional | assets[].bim_mapping.source_model_id | BIM/MEP/O&M | Pending
db2e9e9c-69fd-4a1f-9ba1-a06ec26fe722 | CCTV Camera L01-001 | IfcSensor | IFC_Core | bim_mapping.global_id_locked | TRUE | boolean |  | JSON/COBie/IFC | Conditional | assets[].bim_mapping.global_id_locked | BIM/MEP/O&M | Pending
db2e9e9c-69fd-4a1f-9ba1-a06ec26fe722 | CCTV Camera L01-001 | IfcSensor | Asset_Metadata | cobie_mapping.component_name | CCTV-L01-001 | text |  | JSON/COBie/IFC | Conditional | assets[].cobie_mapping.component_name | BIM/MEP/O&M | Pending
db2e9e9c-69fd-4a1f-9ba1-a06ec26fe722 | CCTV Camera L01-001 | IfcSensor | Asset_Metadata | cobie_mapping.type_name | IPCamera | text |  | JSON/COBie/IFC | Conditional | assets[].cobie_mapping.type_name | BIM/MEP/O&M | Pending
db2e9e9c-69fd-4a1f-9ba1-a06ec26fe722 | CCTV Camera L01-001 | IfcSensor | Asset_Metadata | cobie_mapping.system_name | Security | text |  | JSON/COBie/IFC | Conditional | assets[].cobie_mapping.system_name | BIM/MEP/O&M | Pending
db2e9e9c-69fd-4a1f-9ba1-a06ec26fe722 | CCTV Camera L01-001 | IfcSensor | Asset_Metadata | cobie_mapping.space_name | SP-L01-LOBBY | text |  | JSON/COBie/IFC | Conditional | assets[].cobie_mapping.space_name | BIM/MEP/O&M | Pending
db2e9e9c-69fd-4a1f-9ba1-a06ec26fe722 | CCTV Camera L01-001 | IfcSensor | LOI_Manufacturer | manufacturer_data.manufacturer | Hikvision | text |  | JSON/COBie/IFC | Yes | assets[].manufacturer_data.manufacturer | BIM/MEP/O&M | Pending
db2e9e9c-69fd-4a1f-9ba1-a06ec26fe722 | CCTV Camera L01-001 | IfcSensor | LOI_Manufacturer | manufacturer_data.model | DS-2CD | text |  | JSON/COBie/IFC | Yes | assets[].manufacturer_data.model | BIM/MEP/O&M | Pending
db2e9e9c-69fd-4a1f-9ba1-a06ec26fe722 | CCTV Camera L01-001 | IfcSensor | LOI_Manufacturer | manufacturer_data.serial_number | SN-CCTV-L01-001 | text |  | JSON/COBie/IFC | Yes | assets[].manufacturer_data.serial_number | BIM/MEP/O&M | Pending
db2e9e9c-69fd-4a1f-9ba1-a06ec26fe722 | CCTV Camera L01-001 | IfcSensor | LOI_Manufacturer | manufacturer_data.installation_date | 2026-05-15 | text |  | JSON/COBie/IFC | Conditional | assets[].manufacturer_data.installation_date | BIM/MEP/O&M | Pending
db2e9e9c-69fd-4a1f-9ba1-a06ec26fe722 | CCTV Camera L01-001 | IfcSensor | LOI_Manufacturer | manufacturer_data.warranty_start_date | 2026-06-01 | text |  | JSON/COBie/IFC | Conditional | assets[].manufacturer_data.warranty_start_date | BIM/MEP/O&M | Pending
db2e9e9c-69fd-4a1f-9ba1-a06ec26fe722 | CCTV Camera L01-001 | IfcSensor | LOI_Manufacturer | manufacturer_data.warranty_end_date | 2028-06-01 | text |  | JSON/COBie/IFC | Conditional | assets[].manufacturer_data.warranty_end_date | BIM/MEP/O&M | Pending
db2e9e9c-69fd-4a1f-9ba1-a06ec26fe722 | CCTV Camera L01-001 | IfcSensor | LOI_Operation_Maintenance | operation_data.maintainable | TRUE | boolean |  | JSON/COBie/IFC | Conditional | assets[].operation_data.maintainable | BIM/MEP/O&M | Pending
db2e9e9c-69fd-4a1f-9ba1-a06ec26fe722 | CCTV Camera L01-001 | IfcSensor | LOI_Operation_Maintenance | operation_data.criticality | Medium | text |  | JSON/COBie/IFC | Yes | assets[].operation_data.criticality | BIM/MEP/O&M | Pending
db2e9e9c-69fd-4a1f-9ba1-a06ec26fe722 | CCTV Camera L01-001 | IfcSensor | LOI_Operation_Maintenance | operation_data.expected_life_years | 15 | number |  | JSON/COBie/IFC | Conditional | assets[].operation_data.expected_life_years | BIM/MEP/O&M | Pending
db2e9e9c-69fd-4a1f-9ba1-a06ec26fe722 | CCTV Camera L01-001 | IfcSensor | LOI_Operation_Maintenance | operation_data.maintenance_strategy | preventive_and_condition_based | text |  | JSON/COBie/IFC | Yes | assets[].operation_data.maintenance_strategy | BIM/MEP/O&M | Pending
db2e9e9c-69fd-4a1f-9ba1-a06ec26fe722 | CCTV Camera L01-001 | IfcSensor | LOI_Operation_Maintenance | operation_data.cmms_asset_id | CMMS-CCTV-L01-001 | text |  | JSON/COBie/IFC | Yes | assets[].operation_data.cmms_asset_id | BIM/MEP/O&M | Pending
db2e9e9c-69fd-4a1f-9ba1-a06ec26fe722 | CCTV Camera L01-001 | IfcSensor | LOI_Operation_Maintenance | operation_data.spare_part_group | SPARE-CAMERA | text |  | JSON/COBie/IFC | Conditional | assets[].operation_data.spare_part_group | BIM/MEP/O&M | Pending
db2e9e9c-69fd-4a1f-9ba1-a06ec26fe722 | CCTV Camera L01-001 | IfcSensor | LOI_Operation_Maintenance | operation_data.manual_url | https://example.com/om_manuals/CCTV-L01-001.pdf | text |  | JSON/COBie/IFC | Conditional | assets[].operation_data.manual_url | BIM/MEP/O&M | Pending
db2e9e9c-69fd-4a1f-9ba1-a06ec26fe722 | CCTV Camera L01-001 | IfcSensor | DTP_Metadata | digital_twin.dt_entity_type | asset | text |  | JSON/COBie/IFC | Conditional | assets[].digital_twin.dt_entity_type | BIM/MEP/O&M | Pending
db2e9e9c-69fd-4a1f-9ba1-a06ec26fe722 | CCTV Camera L01-001 | IfcSensor | DTP_Metadata | digital_twin.state_source | BMS/IoT/CMMS | text |  | JSON/COBie/IFC | Conditional | assets[].digital_twin.state_source | BIM/MEP/O&M | Pending
db2e9e9c-69fd-4a1f-9ba1-a06ec26fe722 | CCTV Camera L01-001 | IfcSensor | DTP_Metadata | digital_twin.realtime_enabled | TRUE | boolean |  | JSON/COBie/IFC | Conditional | assets[].digital_twin.realtime_enabled | BIM/MEP/O&M | Pending
db2e9e9c-69fd-4a1f-9ba1-a06ec26fe722 | CCTV Camera L01-001 | IfcSensor | DTP_Metadata | digital_twin.history_enabled | TRUE | boolean |  | JSON/COBie/IFC | Conditional | assets[].digital_twin.history_enabled | BIM/MEP/O&M | Pending
db2e9e9c-69fd-4a1f-9ba1-a06ec26fe722 | CCTV Camera L01-001 | IfcSensor | DTP_Metadata | digital_twin.visual_selectable | TRUE | boolean |  | JSON/COBie/IFC | Conditional | assets[].digital_twin.visual_selectable | BIM/MEP/O&M | Pending
db2e9e9c-69fd-4a1f-9ba1-a06ec26fe722 | CCTV Camera L01-001 | IfcSensor | DTP_Metadata | digital_twin.visual_highlight_layer | LAYER-ASSET-SECURITY | text |  | JSON/COBie/IFC | Conditional | assets[].digital_twin.visual_highlight_layer | BIM/MEP/O&M | Pending
db2e9e9c-69fd-4a1f-9ba1-a06ec26fe722 | CCTV Camera L01-001 | IfcSensor | Asset_Metadata | tags[0] | security | text |  | JSON/COBie/IFC | Conditional | assets[].tags[0] | BIM/MEP/O&M | Pending
db2e9e9c-69fd-4a1f-9ba1-a06ec26fe722 | CCTV Camera L01-001 | IfcSensor | Asset_Metadata | tags[1] | camera | text |  | JSON/COBie/IFC | Conditional | assets[].tags[1] | BIM/MEP/O&M | Pending
db2e9e9c-69fd-4a1f-9ba1-a06ec26fe722 | CCTV Camera L01-001 | IfcSensor | Asset_Metadata | tags[2] | ipcamera | text |  | JSON/COBie/IFC | Conditional | assets[].tags[2] | BIM/MEP/O&M | Pending
6e7ccf72-7a56-47e9-bd22-98ebf062de8e | CCTV Camera L02-001 | IfcSensor | Asset_Metadata | asset_id | CCTV-L02-001 | text |  | JSON/COBie/IFC | Yes | assets[].asset_id | BIM/MEP/O&M | Pending
6e7ccf72-7a56-47e9-bd22-98ebf062de8e | CCTV Camera L02-001 | IfcSensor | Asset_Metadata | asset_name | CCTV Camera L02-001 | text |  | JSON/COBie/IFC | Yes | assets[].asset_name | BIM/MEP/O&M | Pending
6e7ccf72-7a56-47e9-bd22-98ebf062de8e | CCTV Camera L02-001 | IfcSensor | Asset_Metadata | asset_status | in_service | text |  | JSON/COBie/IFC | Conditional | assets[].asset_status | BIM/MEP/O&M | Pending
6e7ccf72-7a56-47e9-bd22-98ebf062de8e | CCTV Camera L02-001 | IfcSensor | Asset_Metadata | system | Security | text |  | JSON/COBie/IFC | Yes | assets[].system | BIM/MEP/O&M | Pending
6e7ccf72-7a56-47e9-bd22-98ebf062de8e | CCTV Camera L02-001 | IfcSensor | Asset_Metadata | discipline | MEP | text |  | JSON/COBie/IFC | Conditional | assets[].discipline | BIM/MEP/O&M | Pending
6e7ccf72-7a56-47e9-bd22-98ebf062de8e | CCTV Camera L02-001 | IfcSensor | Asset_Metadata | category | Camera | text |  | JSON/COBie/IFC | Conditional | assets[].category | BIM/MEP/O&M | Pending
6e7ccf72-7a56-47e9-bd22-98ebf062de8e | CCTV Camera L02-001 | IfcSensor | Asset_Metadata | asset_type | IPCamera | text |  | JSON/COBie/IFC | Yes | assets[].asset_type | BIM/MEP/O&M | Pending
6e7ccf72-7a56-47e9-bd22-98ebf062de8e | CCTV Camera L02-001 | IfcSensor | LOI_Classification | classification.uniclass_code | placeholder | text |  | JSON/COBie/IFC | Yes | assets[].classification.uniclass_code | BIM/MEP/O&M | Pending
6e7ccf72-7a56-47e9-bd22-98ebf062de8e | CCTV Camera L02-001 | IfcSensor | LOI_Classification | classification.omniclass_code | placeholder | text |  | JSON/COBie/IFC | Yes | assets[].classification.omniclass_code | BIM/MEP/O&M | Pending
6e7ccf72-7a56-47e9-bd22-98ebf062de8e | CCTV Camera L02-001 | IfcSensor | LOI_Classification | classification.local_classification | Security/Camera/IPCamera | text |  | JSON/COBie/IFC | Conditional | assets[].classification.local_classification | BIM/MEP/O&M | Pending
6e7ccf72-7a56-47e9-bd22-98ebf062de8e | CCTV Camera L02-001 | IfcSensor | LOI_Location | location.facility_id | FAC-OFFICE-TOWER-A | text |  | JSON/COBie/IFC | Conditional | assets[].location.facility_id | BIM/MEP/O&M | Pending
6e7ccf72-7a56-47e9-bd22-98ebf062de8e | CCTV Camera L02-001 | IfcSensor | LOI_Location | location.floor_id | FL-L02 | text |  | JSON/COBie/IFC | Yes | assets[].location.floor_id | BIM/MEP/O&M | Pending
6e7ccf72-7a56-47e9-bd22-98ebf062de8e | CCTV Camera L02-001 | IfcSensor | LOI_Location | location.space_id | SP-L02-OFFICE-A | text |  | JSON/COBie/IFC | Yes | assets[].location.space_id | BIM/MEP/O&M | Pending
6e7ccf72-7a56-47e9-bd22-98ebf062de8e | CCTV Camera L02-001 | IfcSensor | LOI_Location | location.zone_id | ZONE-OFFICE-L02 | text |  | JSON/COBie/IFC | Conditional | assets[].location.zone_id | BIM/MEP/O&M | Pending
6e7ccf72-7a56-47e9-bd22-98ebf062de8e | CCTV Camera L02-001 | IfcSensor | IFC_Core | bim_mapping.ifc_guid | 6e7ccf72-7a56-47e9-bd22-98ebf062de8e | text |  | JSON/COBie/IFC | Yes | assets[].bim_mapping.ifc_guid | BIM/MEP/O&M | Pending
6e7ccf72-7a56-47e9-bd22-98ebf062de8e | CCTV Camera L02-001 | IfcSensor | IFC_Core | bim_mapping.ifc_entity | IfcSensor | text |  | JSON/COBie/IFC | Conditional | assets[].bim_mapping.ifc_entity | BIM/MEP/O&M | Pending
6e7ccf72-7a56-47e9-bd22-98ebf062de8e | CCTV Camera L02-001 | IfcSensor | IFC_Core | bim_mapping.ifc_name | CCTV Camera L02-001 | text |  | JSON/COBie/IFC | Conditional | assets[].bim_mapping.ifc_name | BIM/MEP/O&M | Pending
6e7ccf72-7a56-47e9-bd22-98ebf062de8e | CCTV Camera L02-001 | IfcSensor | IFC_Core | bim_mapping.source_model_id | IFC-MEP-001 | text |  | JSON/COBie/IFC | Conditional | assets[].bim_mapping.source_model_id | BIM/MEP/O&M | Pending
6e7ccf72-7a56-47e9-bd22-98ebf062de8e | CCTV Camera L02-001 | IfcSensor | IFC_Core | bim_mapping.global_id_locked | TRUE | boolean |  | JSON/COBie/IFC | Conditional | assets[].bim_mapping.global_id_locked | BIM/MEP/O&M | Pending
6e7ccf72-7a56-47e9-bd22-98ebf062de8e | CCTV Camera L02-001 | IfcSensor | Asset_Metadata | cobie_mapping.component_name | CCTV-L02-001 | text |  | JSON/COBie/IFC | Conditional | assets[].cobie_mapping.component_name | BIM/MEP/O&M | Pending
6e7ccf72-7a56-47e9-bd22-98ebf062de8e | CCTV Camera L02-001 | IfcSensor | Asset_Metadata | cobie_mapping.type_name | IPCamera | text |  | JSON/COBie/IFC | Conditional | assets[].cobie_mapping.type_name | BIM/MEP/O&M | Pending
6e7ccf72-7a56-47e9-bd22-98ebf062de8e | CCTV Camera L02-001 | IfcSensor | Asset_Metadata | cobie_mapping.system_name | Security | text |  | JSON/COBie/IFC | Conditional | assets[].cobie_mapping.system_name | BIM/MEP/O&M | Pending
6e7ccf72-7a56-47e9-bd22-98ebf062de8e | CCTV Camera L02-001 | IfcSensor | Asset_Metadata | cobie_mapping.space_name | SP-L02-OFFICE-A | text |  | JSON/COBie/IFC | Conditional | assets[].cobie_mapping.space_name | BIM/MEP/O&M | Pending
6e7ccf72-7a56-47e9-bd22-98ebf062de8e | CCTV Camera L02-001 | IfcSensor | LOI_Manufacturer | manufacturer_data.manufacturer | Hikvision | text |  | JSON/COBie/IFC | Yes | assets[].manufacturer_data.manufacturer | BIM/MEP/O&M | Pending
6e7ccf72-7a56-47e9-bd22-98ebf062de8e | CCTV Camera L02-001 | IfcSensor | LOI_Manufacturer | manufacturer_data.model | DS-2CD | text |  | JSON/COBie/IFC | Yes | assets[].manufacturer_data.model | BIM/MEP/O&M | Pending
6e7ccf72-7a56-47e9-bd22-98ebf062de8e | CCTV Camera L02-001 | IfcSensor | LOI_Manufacturer | manufacturer_data.serial_number | SN-CCTV-L02-001 | text |  | JSON/COBie/IFC | Yes | assets[].manufacturer_data.serial_number | BIM/MEP/O&M | Pending
6e7ccf72-7a56-47e9-bd22-98ebf062de8e | CCTV Camera L02-001 | IfcSensor | LOI_Manufacturer | manufacturer_data.installation_date | 2026-05-15 | text |  | JSON/COBie/IFC | Conditional | assets[].manufacturer_data.installation_date | BIM/MEP/O&M | Pending
6e7ccf72-7a56-47e9-bd22-98ebf062de8e | CCTV Camera L02-001 | IfcSensor | LOI_Manufacturer | manufacturer_data.warranty_start_date | 2026-06-01 | text |  | JSON/COBie/IFC | Conditional | assets[].manufacturer_data.warranty_start_date | BIM/MEP/O&M | Pending
6e7ccf72-7a56-47e9-bd22-98ebf062de8e | CCTV Camera L02-001 | IfcSensor | LOI_Manufacturer | manufacturer_data.warranty_end_date | 2028-06-01 | text |  | JSON/COBie/IFC | Conditional | assets[].manufacturer_data.warranty_end_date | BIM/MEP/O&M | Pending
6e7ccf72-7a56-47e9-bd22-98ebf062de8e | CCTV Camera L02-001 | IfcSensor | LOI_Operation_Maintenance | operation_data.maintainable | TRUE | boolean |  | JSON/COBie/IFC | Conditional | assets[].operation_data.maintainable | BIM/MEP/O&M | Pending
6e7ccf72-7a56-47e9-bd22-98ebf062de8e | CCTV Camera L02-001 | IfcSensor | LOI_Operation_Maintenance | operation_data.criticality | Medium | text |  | JSON/COBie/IFC | Yes | assets[].operation_data.criticality | BIM/MEP/O&M | Pending
6e7ccf72-7a56-47e9-bd22-98ebf062de8e | CCTV Camera L02-001 | IfcSensor | LOI_Operation_Maintenance | operation_data.expected_life_years | 15 | number |  | JSON/COBie/IFC | Conditional | assets[].operation_data.expected_life_years | BIM/MEP/O&M | Pending
6e7ccf72-7a56-47e9-bd22-98ebf062de8e | CCTV Camera L02-001 | IfcSensor | LOI_Operation_Maintenance | operation_data.maintenance_strategy | preventive_and_condition_based | text |  | JSON/COBie/IFC | Yes | assets[].operation_data.maintenance_strategy | BIM/MEP/O&M | Pending
6e7ccf72-7a56-47e9-bd22-98ebf062de8e | CCTV Camera L02-001 | IfcSensor | LOI_Operation_Maintenance | operation_data.cmms_asset_id | CMMS-CCTV-L02-001 | text |  | JSON/COBie/IFC | Yes | assets[].operation_data.cmms_asset_id | BIM/MEP/O&M | Pending
6e7ccf72-7a56-47e9-bd22-98ebf062de8e | CCTV Camera L02-001 | IfcSensor | LOI_Operation_Maintenance | operation_data.spare_part_group | SPARE-CAMERA | text |  | JSON/COBie/IFC | Conditional | assets[].operation_data.spare_part_group | BIM/MEP/O&M | Pending
6e7ccf72-7a56-47e9-bd22-98ebf062de8e | CCTV Camera L02-001 | IfcSensor | LOI_Operation_Maintenance | operation_data.manual_url | https://example.com/om_manuals/CCTV-L02-001.pdf | text |  | JSON/COBie/IFC | Conditional | assets[].operation_data.manual_url | BIM/MEP/O&M | Pending
6e7ccf72-7a56-47e9-bd22-98ebf062de8e | CCTV Camera L02-001 | IfcSensor | DTP_Metadata | digital_twin.dt_entity_type | asset | text |  | JSON/COBie/IFC | Conditional | assets[].digital_twin.dt_entity_type | BIM/MEP/O&M | Pending
6e7ccf72-7a56-47e9-bd22-98ebf062de8e | CCTV Camera L02-001 | IfcSensor | DTP_Metadata | digital_twin.state_source | BMS/IoT/CMMS | text |  | JSON/COBie/IFC | Conditional | assets[].digital_twin.state_source | BIM/MEP/O&M | Pending
6e7ccf72-7a56-47e9-bd22-98ebf062de8e | CCTV Camera L02-001 | IfcSensor | DTP_Metadata | digital_twin.realtime_enabled | TRUE | boolean |  | JSON/COBie/IFC | Conditional | assets[].digital_twin.realtime_enabled | BIM/MEP/O&M | Pending
6e7ccf72-7a56-47e9-bd22-98ebf062de8e | CCTV Camera L02-001 | IfcSensor | DTP_Metadata | digital_twin.history_enabled | TRUE | boolean |  | JSON/COBie/IFC | Conditional | assets[].digital_twin.history_enabled | BIM/MEP/O&M | Pending
6e7ccf72-7a56-47e9-bd22-98ebf062de8e | CCTV Camera L02-001 | IfcSensor | DTP_Metadata | digital_twin.visual_selectable | TRUE | boolean |  | JSON/COBie/IFC | Conditional | assets[].digital_twin.visual_selectable | BIM/MEP/O&M | Pending
6e7ccf72-7a56-47e9-bd22-98ebf062de8e | CCTV Camera L02-001 | IfcSensor | DTP_Metadata | digital_twin.visual_highlight_layer | LAYER-ASSET-SECURITY | text |  | JSON/COBie/IFC | Conditional | assets[].digital_twin.visual_highlight_layer | BIM/MEP/O&M | Pending
6e7ccf72-7a56-47e9-bd22-98ebf062de8e | CCTV Camera L02-001 | IfcSensor | Asset_Metadata | tags[0] | security | text |  | JSON/COBie/IFC | Conditional | assets[].tags[0] | BIM/MEP/O&M | Pending
6e7ccf72-7a56-47e9-bd22-98ebf062de8e | CCTV Camera L02-001 | IfcSensor | Asset_Metadata | tags[1] | camera | text |  | JSON/COBie/IFC | Conditional | assets[].tags[1] | BIM/MEP/O&M | Pending
6e7ccf72-7a56-47e9-bd22-98ebf062de8e | CCTV Camera L02-001 | IfcSensor | Asset_Metadata | tags[2] | ipcamera | text |  | JSON/COBie/IFC | Conditional | assets[].tags[2] | BIM/MEP/O&M | Pending
6fae420f-9b8f-4977-9c7e-05894f997733 | Access Control Door L01-001 | IfcController | Asset_Metadata | asset_id | ACS-L01-001 | text |  | JSON/COBie/IFC | Yes | assets[].asset_id | BIM/MEP/O&M | Pending
6fae420f-9b8f-4977-9c7e-05894f997733 | Access Control Door L01-001 | IfcController | Asset_Metadata | asset_name | Access Control Door L01-001 | text |  | JSON/COBie/IFC | Yes | assets[].asset_name | BIM/MEP/O&M | Pending
6fae420f-9b8f-4977-9c7e-05894f997733 | Access Control Door L01-001 | IfcController | Asset_Metadata | asset_status | in_service | text |  | JSON/COBie/IFC | Conditional | assets[].asset_status | BIM/MEP/O&M | Pending
6fae420f-9b8f-4977-9c7e-05894f997733 | Access Control Door L01-001 | IfcController | Asset_Metadata | system | Access Control | text |  | JSON/COBie/IFC | Yes | assets[].system | BIM/MEP/O&M | Pending
6fae420f-9b8f-4977-9c7e-05894f997733 | Access Control Door L01-001 | IfcController | Asset_Metadata | discipline | MEP | text |  | JSON/COBie/IFC | Conditional | assets[].discipline | BIM/MEP/O&M | Pending
6fae420f-9b8f-4977-9c7e-05894f997733 | Access Control Door L01-001 | IfcController | Asset_Metadata | category | Door Controller | text |  | JSON/COBie/IFC | Conditional | assets[].category | BIM/MEP/O&M | Pending
6fae420f-9b8f-4977-9c7e-05894f997733 | Access Control Door L01-001 | IfcController | Asset_Metadata | asset_type | AccessController | text |  | JSON/COBie/IFC | Yes | assets[].asset_type | BIM/MEP/O&M | Pending
6fae420f-9b8f-4977-9c7e-05894f997733 | Access Control Door L01-001 | IfcController | LOI_Classification | classification.uniclass_code | placeholder | text |  | JSON/COBie/IFC | Yes | assets[].classification.uniclass_code | BIM/MEP/O&M | Pending
6fae420f-9b8f-4977-9c7e-05894f997733 | Access Control Door L01-001 | IfcController | LOI_Classification | classification.omniclass_code | placeholder | text |  | JSON/COBie/IFC | Yes | assets[].classification.omniclass_code | BIM/MEP/O&M | Pending
6fae420f-9b8f-4977-9c7e-05894f997733 | Access Control Door L01-001 | IfcController | LOI_Classification | classification.local_classification | Access Control/Door Controller/AccessController | text |  | JSON/COBie/IFC | Conditional | assets[].classification.local_classification | BIM/MEP/O&M | Pending
6fae420f-9b8f-4977-9c7e-05894f997733 | Access Control Door L01-001 | IfcController | LOI_Location | location.facility_id | FAC-OFFICE-TOWER-A | text |  | JSON/COBie/IFC | Conditional | assets[].location.facility_id | BIM/MEP/O&M | Pending
6fae420f-9b8f-4977-9c7e-05894f997733 | Access Control Door L01-001 | IfcController | LOI_Location | location.floor_id | FL-L01 | text |  | JSON/COBie/IFC | Yes | assets[].location.floor_id | BIM/MEP/O&M | Pending
6fae420f-9b8f-4977-9c7e-05894f997733 | Access Control Door L01-001 | IfcController | LOI_Location | location.space_id | SP-L01-SECURITY | text |  | JSON/COBie/IFC | Yes | assets[].location.space_id | BIM/MEP/O&M | Pending
6fae420f-9b8f-4977-9c7e-05894f997733 | Access Control Door L01-001 | IfcController | LOI_Location | location.zone_id | ZONE-PUBLIC-L01 | text |  | JSON/COBie/IFC | Conditional | assets[].location.zone_id | BIM/MEP/O&M | Pending
6fae420f-9b8f-4977-9c7e-05894f997733 | Access Control Door L01-001 | IfcController | IFC_Core | bim_mapping.ifc_guid | 6fae420f-9b8f-4977-9c7e-05894f997733 | text |  | JSON/COBie/IFC | Yes | assets[].bim_mapping.ifc_guid | BIM/MEP/O&M | Pending
6fae420f-9b8f-4977-9c7e-05894f997733 | Access Control Door L01-001 | IfcController | IFC_Core | bim_mapping.ifc_entity | IfcController | text |  | JSON/COBie/IFC | Conditional | assets[].bim_mapping.ifc_entity | BIM/MEP/O&M | Pending
6fae420f-9b8f-4977-9c7e-05894f997733 | Access Control Door L01-001 | IfcController | IFC_Core | bim_mapping.ifc_name | Access Control Door L01-001 | text |  | JSON/COBie/IFC | Conditional | assets[].bim_mapping.ifc_name | BIM/MEP/O&M | Pending
6fae420f-9b8f-4977-9c7e-05894f997733 | Access Control Door L01-001 | IfcController | IFC_Core | bim_mapping.source_model_id | IFC-MEP-001 | text |  | JSON/COBie/IFC | Conditional | assets[].bim_mapping.source_model_id | BIM/MEP/O&M | Pending
6fae420f-9b8f-4977-9c7e-05894f997733 | Access Control Door L01-001 | IfcController | IFC_Core | bim_mapping.global_id_locked | TRUE | boolean |  | JSON/COBie/IFC | Conditional | assets[].bim_mapping.global_id_locked | BIM/MEP/O&M | Pending
6fae420f-9b8f-4977-9c7e-05894f997733 | Access Control Door L01-001 | IfcController | Asset_Metadata | cobie_mapping.component_name | ACS-L01-001 | text |  | JSON/COBie/IFC | Conditional | assets[].cobie_mapping.component_name | BIM/MEP/O&M | Pending
6fae420f-9b8f-4977-9c7e-05894f997733 | Access Control Door L01-001 | IfcController | Asset_Metadata | cobie_mapping.type_name | AccessController | text |  | JSON/COBie/IFC | Conditional | assets[].cobie_mapping.type_name | BIM/MEP/O&M | Pending
6fae420f-9b8f-4977-9c7e-05894f997733 | Access Control Door L01-001 | IfcController | Asset_Metadata | cobie_mapping.system_name | Access Control | text |  | JSON/COBie/IFC | Conditional | assets[].cobie_mapping.system_name | BIM/MEP/O&M | Pending
6fae420f-9b8f-4977-9c7e-05894f997733 | Access Control Door L01-001 | IfcController | Asset_Metadata | cobie_mapping.space_name | SP-L01-SECURITY | text |  | JSON/COBie/IFC | Conditional | assets[].cobie_mapping.space_name | BIM/MEP/O&M | Pending
6fae420f-9b8f-4977-9c7e-05894f997733 | Access Control Door L01-001 | IfcController | LOI_Manufacturer | manufacturer_data.manufacturer | Generic Manufacturer | text |  | JSON/COBie/IFC | Yes | assets[].manufacturer_data.manufacturer | BIM/MEP/O&M | Pending
6fae420f-9b8f-4977-9c7e-05894f997733 | Access Control Door L01-001 | IfcController | LOI_Manufacturer | manufacturer_data.model | Model-Placeholder | text |  | JSON/COBie/IFC | Yes | assets[].manufacturer_data.model | BIM/MEP/O&M | Pending
6fae420f-9b8f-4977-9c7e-05894f997733 | Access Control Door L01-001 | IfcController | LOI_Manufacturer | manufacturer_data.serial_number | SN-ACS-L01-001 | text |  | JSON/COBie/IFC | Yes | assets[].manufacturer_data.serial_number | BIM/MEP/O&M | Pending
6fae420f-9b8f-4977-9c7e-05894f997733 | Access Control Door L01-001 | IfcController | LOI_Manufacturer | manufacturer_data.installation_date | 2026-05-15 | text |  | JSON/COBie/IFC | Conditional | assets[].manufacturer_data.installation_date | BIM/MEP/O&M | Pending
6fae420f-9b8f-4977-9c7e-05894f997733 | Access Control Door L01-001 | IfcController | LOI_Manufacturer | manufacturer_data.warranty_start_date | 2026-06-01 | text |  | JSON/COBie/IFC | Conditional | assets[].manufacturer_data.warranty_start_date | BIM/MEP/O&M | Pending
6fae420f-9b8f-4977-9c7e-05894f997733 | Access Control Door L01-001 | IfcController | LOI_Manufacturer | manufacturer_data.warranty_end_date | 2028-06-01 | text |  | JSON/COBie/IFC | Conditional | assets[].manufacturer_data.warranty_end_date | BIM/MEP/O&M | Pending
6fae420f-9b8f-4977-9c7e-05894f997733 | Access Control Door L01-001 | IfcController | LOI_Operation_Maintenance | operation_data.maintainable | TRUE | boolean |  | JSON/COBie/IFC | Conditional | assets[].operation_data.maintainable | BIM/MEP/O&M | Pending
6fae420f-9b8f-4977-9c7e-05894f997733 | Access Control Door L01-001 | IfcController | LOI_Operation_Maintenance | operation_data.criticality | Medium | text |  | JSON/COBie/IFC | Yes | assets[].operation_data.criticality | BIM/MEP/O&M | Pending
6fae420f-9b8f-4977-9c7e-05894f997733 | Access Control Door L01-001 | IfcController | LOI_Operation_Maintenance | operation_data.expected_life_years | 15 | number |  | JSON/COBie/IFC | Conditional | assets[].operation_data.expected_life_years | BIM/MEP/O&M | Pending
6fae420f-9b8f-4977-9c7e-05894f997733 | Access Control Door L01-001 | IfcController | LOI_Operation_Maintenance | operation_data.maintenance_strategy | preventive_and_condition_based | text |  | JSON/COBie/IFC | Yes | assets[].operation_data.maintenance_strategy | BIM/MEP/O&M | Pending
6fae420f-9b8f-4977-9c7e-05894f997733 | Access Control Door L01-001 | IfcController | LOI_Operation_Maintenance | operation_data.cmms_asset_id | CMMS-ACS-L01-001 | text |  | JSON/COBie/IFC | Yes | assets[].operation_data.cmms_asset_id | BIM/MEP/O&M | Pending
6fae420f-9b8f-4977-9c7e-05894f997733 | Access Control Door L01-001 | IfcController | LOI_Operation_Maintenance | operation_data.spare_part_group | SPARE-DOOR-CONTROLLER | text |  | JSON/COBie/IFC | Conditional | assets[].operation_data.spare_part_group | BIM/MEP/O&M | Pending
6fae420f-9b8f-4977-9c7e-05894f997733 | Access Control Door L01-001 | IfcController | LOI_Operation_Maintenance | operation_data.manual_url | https://example.com/om_manuals/ACS-L01-001.pdf | text |  | JSON/COBie/IFC | Conditional | assets[].operation_data.manual_url | BIM/MEP/O&M | Pending
6fae420f-9b8f-4977-9c7e-05894f997733 | Access Control Door L01-001 | IfcController | DTP_Metadata | digital_twin.dt_entity_type | asset | text |  | JSON/COBie/IFC | Conditional | assets[].digital_twin.dt_entity_type | BIM/MEP/O&M | Pending
6fae420f-9b8f-4977-9c7e-05894f997733 | Access Control Door L01-001 | IfcController | DTP_Metadata | digital_twin.state_source | BMS/IoT/CMMS | text |  | JSON/COBie/IFC | Conditional | assets[].digital_twin.state_source | BIM/MEP/O&M | Pending
6fae420f-9b8f-4977-9c7e-05894f997733 | Access Control Door L01-001 | IfcController | DTP_Metadata | digital_twin.realtime_enabled | TRUE | boolean |  | JSON/COBie/IFC | Conditional | assets[].digital_twin.realtime_enabled | BIM/MEP/O&M | Pending
6fae420f-9b8f-4977-9c7e-05894f997733 | Access Control Door L01-001 | IfcController | DTP_Metadata | digital_twin.history_enabled | TRUE | boolean |  | JSON/COBie/IFC | Conditional | assets[].digital_twin.history_enabled | BIM/MEP/O&M | Pending
6fae420f-9b8f-4977-9c7e-05894f997733 | Access Control Door L01-001 | IfcController | DTP_Metadata | digital_twin.visual_selectable | TRUE | boolean |  | JSON/COBie/IFC | Conditional | assets[].digital_twin.visual_selectable | BIM/MEP/O&M | Pending
6fae420f-9b8f-4977-9c7e-05894f997733 | Access Control Door L01-001 | IfcController | DTP_Metadata | digital_twin.visual_highlight_layer | LAYER-ASSET-ACCESS-CONTROL | text |  | JSON/COBie/IFC | Conditional | assets[].digital_twin.visual_highlight_layer | BIM/MEP/O&M | Pending
6fae420f-9b8f-4977-9c7e-05894f997733 | Access Control Door L01-001 | IfcController | Asset_Metadata | tags[0] | access_control | text |  | JSON/COBie/IFC | Conditional | assets[].tags[0] | BIM/MEP/O&M | Pending
6fae420f-9b8f-4977-9c7e-05894f997733 | Access Control Door L01-001 | IfcController | Asset_Metadata | tags[1] | door_controller | text |  | JSON/COBie/IFC | Conditional | assets[].tags[1] | BIM/MEP/O&M | Pending
6fae420f-9b8f-4977-9c7e-05894f997733 | Access Control Door L01-001 | IfcController | Asset_Metadata | tags[2] | accesscontroller | text |  | JSON/COBie/IFC | Conditional | assets[].tags[2] | BIM/MEP/O&M | Pending
0953452d-1324-4bee-aa77-3bcc5a60cf2f | License Plate Recognition Camera B2 | IfcSensor | Asset_Metadata | asset_id | LPR-B2-001 | text |  | JSON/COBie/IFC | Yes | assets[].asset_id | BIM/MEP/O&M | Pending
0953452d-1324-4bee-aa77-3bcc5a60cf2f | License Plate Recognition Camera B2 | IfcSensor | Asset_Metadata | asset_name | License Plate Recognition Camera B2 | text |  | JSON/COBie/IFC | Yes | assets[].asset_name | BIM/MEP/O&M | Pending
0953452d-1324-4bee-aa77-3bcc5a60cf2f | License Plate Recognition Camera B2 | IfcSensor | Asset_Metadata | asset_status | in_service | text |  | JSON/COBie/IFC | Conditional | assets[].asset_status | BIM/MEP/O&M | Pending
0953452d-1324-4bee-aa77-3bcc5a60cf2f | License Plate Recognition Camera B2 | IfcSensor | Asset_Metadata | system | Parking | text |  | JSON/COBie/IFC | Yes | assets[].system | BIM/MEP/O&M | Pending
0953452d-1324-4bee-aa77-3bcc5a60cf2f | License Plate Recognition Camera B2 | IfcSensor | Asset_Metadata | discipline | MEP | text |  | JSON/COBie/IFC | Conditional | assets[].discipline | BIM/MEP/O&M | Pending
0953452d-1324-4bee-aa77-3bcc5a60cf2f | License Plate Recognition Camera B2 | IfcSensor | Asset_Metadata | category | LPR Camera | text |  | JSON/COBie/IFC | Conditional | assets[].category | BIM/MEP/O&M | Pending
0953452d-1324-4bee-aa77-3bcc5a60cf2f | License Plate Recognition Camera B2 | IfcSensor | Asset_Metadata | asset_type | LPRCamera | text |  | JSON/COBie/IFC | Yes | assets[].asset_type | BIM/MEP/O&M | Pending
0953452d-1324-4bee-aa77-3bcc5a60cf2f | License Plate Recognition Camera B2 | IfcSensor | LOI_Classification | classification.uniclass_code | placeholder | text |  | JSON/COBie/IFC | Yes | assets[].classification.uniclass_code | BIM/MEP/O&M | Pending
0953452d-1324-4bee-aa77-3bcc5a60cf2f | License Plate Recognition Camera B2 | IfcSensor | LOI_Classification | classification.omniclass_code | placeholder | text |  | JSON/COBie/IFC | Yes | assets[].classification.omniclass_code | BIM/MEP/O&M | Pending
0953452d-1324-4bee-aa77-3bcc5a60cf2f | License Plate Recognition Camera B2 | IfcSensor | LOI_Classification | classification.local_classification | Parking/LPR Camera/LPRCamera | text |  | JSON/COBie/IFC | Conditional | assets[].classification.local_classification | BIM/MEP/O&M | Pending
0953452d-1324-4bee-aa77-3bcc5a60cf2f | License Plate Recognition Camera B2 | IfcSensor | LOI_Location | location.facility_id | FAC-OFFICE-TOWER-A | text |  | JSON/COBie/IFC | Conditional | assets[].location.facility_id | BIM/MEP/O&M | Pending
0953452d-1324-4bee-aa77-3bcc5a60cf2f | License Plate Recognition Camera B2 | IfcSensor | LOI_Location | location.floor_id | FL-B2 | text |  | JSON/COBie/IFC | Yes | assets[].location.floor_id | BIM/MEP/O&M | Pending
0953452d-1324-4bee-aa77-3bcc5a60cf2f | License Plate Recognition Camera B2 | IfcSensor | LOI_Location | location.space_id | SP-B2-PARKING-A | text |  | JSON/COBie/IFC | Yes | assets[].location.space_id | BIM/MEP/O&M | Pending
0953452d-1324-4bee-aa77-3bcc5a60cf2f | License Plate Recognition Camera B2 | IfcSensor | LOI_Location | location.zone_id | ZONE-FIRE-B1 | text |  | JSON/COBie/IFC | Conditional | assets[].location.zone_id | BIM/MEP/O&M | Pending
0953452d-1324-4bee-aa77-3bcc5a60cf2f | License Plate Recognition Camera B2 | IfcSensor | IFC_Core | bim_mapping.ifc_guid | 0953452d-1324-4bee-aa77-3bcc5a60cf2f | text |  | JSON/COBie/IFC | Yes | assets[].bim_mapping.ifc_guid | BIM/MEP/O&M | Pending
0953452d-1324-4bee-aa77-3bcc5a60cf2f | License Plate Recognition Camera B2 | IfcSensor | IFC_Core | bim_mapping.ifc_entity | IfcSensor | text |  | JSON/COBie/IFC | Conditional | assets[].bim_mapping.ifc_entity | BIM/MEP/O&M | Pending
0953452d-1324-4bee-aa77-3bcc5a60cf2f | License Plate Recognition Camera B2 | IfcSensor | IFC_Core | bim_mapping.ifc_name | License Plate Recognition Camera B2 | text |  | JSON/COBie/IFC | Conditional | assets[].bim_mapping.ifc_name | BIM/MEP/O&M | Pending
0953452d-1324-4bee-aa77-3bcc5a60cf2f | License Plate Recognition Camera B2 | IfcSensor | IFC_Core | bim_mapping.source_model_id | IFC-MEP-001 | text |  | JSON/COBie/IFC | Conditional | assets[].bim_mapping.source_model_id | BIM/MEP/O&M | Pending
0953452d-1324-4bee-aa77-3bcc5a60cf2f | License Plate Recognition Camera B2 | IfcSensor | IFC_Core | bim_mapping.global_id_locked | TRUE | boolean |  | JSON/COBie/IFC | Conditional | assets[].bim_mapping.global_id_locked | BIM/MEP/O&M | Pending
0953452d-1324-4bee-aa77-3bcc5a60cf2f | License Plate Recognition Camera B2 | IfcSensor | Asset_Metadata | cobie_mapping.component_name | LPR-B2-001 | text |  | JSON/COBie/IFC | Conditional | assets[].cobie_mapping.component_name | BIM/MEP/O&M | Pending
0953452d-1324-4bee-aa77-3bcc5a60cf2f | License Plate Recognition Camera B2 | IfcSensor | Asset_Metadata | cobie_mapping.type_name | LPRCamera | text |  | JSON/COBie/IFC | Conditional | assets[].cobie_mapping.type_name | BIM/MEP/O&M | Pending
0953452d-1324-4bee-aa77-3bcc5a60cf2f | License Plate Recognition Camera B2 | IfcSensor | Asset_Metadata | cobie_mapping.system_name | Parking | text |  | JSON/COBie/IFC | Conditional | assets[].cobie_mapping.system_name | BIM/MEP/O&M | Pending
0953452d-1324-4bee-aa77-3bcc5a60cf2f | License Plate Recognition Camera B2 | IfcSensor | Asset_Metadata | cobie_mapping.space_name | SP-B2-PARKING-A | text |  | JSON/COBie/IFC | Conditional | assets[].cobie_mapping.space_name | BIM/MEP/O&M | Pending
0953452d-1324-4bee-aa77-3bcc5a60cf2f | License Plate Recognition Camera B2 | IfcSensor | LOI_Manufacturer | manufacturer_data.manufacturer | Generic Manufacturer | text |  | JSON/COBie/IFC | Yes | assets[].manufacturer_data.manufacturer | BIM/MEP/O&M | Pending
0953452d-1324-4bee-aa77-3bcc5a60cf2f | License Plate Recognition Camera B2 | IfcSensor | LOI_Manufacturer | manufacturer_data.model | Model-Placeholder | text |  | JSON/COBie/IFC | Yes | assets[].manufacturer_data.model | BIM/MEP/O&M | Pending
0953452d-1324-4bee-aa77-3bcc5a60cf2f | License Plate Recognition Camera B2 | IfcSensor | LOI_Manufacturer | manufacturer_data.serial_number | SN-LPR-B2-001 | text |  | JSON/COBie/IFC | Yes | assets[].manufacturer_data.serial_number | BIM/MEP/O&M | Pending
0953452d-1324-4bee-aa77-3bcc5a60cf2f | License Plate Recognition Camera B2 | IfcSensor | LOI_Manufacturer | manufacturer_data.installation_date | 2026-05-15 | text |  | JSON/COBie/IFC | Conditional | assets[].manufacturer_data.installation_date | BIM/MEP/O&M | Pending
0953452d-1324-4bee-aa77-3bcc5a60cf2f | License Plate Recognition Camera B2 | IfcSensor | LOI_Manufacturer | manufacturer_data.warranty_start_date | 2026-06-01 | text |  | JSON/COBie/IFC | Conditional | assets[].manufacturer_data.warranty_start_date | BIM/MEP/O&M | Pending
0953452d-1324-4bee-aa77-3bcc5a60cf2f | License Plate Recognition Camera B2 | IfcSensor | LOI_Manufacturer | manufacturer_data.warranty_end_date | 2028-06-01 | text |  | JSON/COBie/IFC | Conditional | assets[].manufacturer_data.warranty_end_date | BIM/MEP/O&M | Pending
0953452d-1324-4bee-aa77-3bcc5a60cf2f | License Plate Recognition Camera B2 | IfcSensor | LOI_Operation_Maintenance | operation_data.maintainable | TRUE | boolean |  | JSON/COBie/IFC | Conditional | assets[].operation_data.maintainable | BIM/MEP/O&M | Pending
0953452d-1324-4bee-aa77-3bcc5a60cf2f | License Plate Recognition Camera B2 | IfcSensor | LOI_Operation_Maintenance | operation_data.criticality | Medium | text |  | JSON/COBie/IFC | Yes | assets[].operation_data.criticality | BIM/MEP/O&M | Pending
0953452d-1324-4bee-aa77-3bcc5a60cf2f | License Plate Recognition Camera B2 | IfcSensor | LOI_Operation_Maintenance | operation_data.expected_life_years | 15 | number |  | JSON/COBie/IFC | Conditional | assets[].operation_data.expected_life_years | BIM/MEP/O&M | Pending
0953452d-1324-4bee-aa77-3bcc5a60cf2f | License Plate Recognition Camera B2 | IfcSensor | LOI_Operation_Maintenance | operation_data.maintenance_strategy | preventive_and_condition_based | text |  | JSON/COBie/IFC | Yes | assets[].operation_data.maintenance_strategy | BIM/MEP/O&M | Pending
0953452d-1324-4bee-aa77-3bcc5a60cf2f | License Plate Recognition Camera B2 | IfcSensor | LOI_Operation_Maintenance | operation_data.cmms_asset_id | CMMS-LPR-B2-001 | text |  | JSON/COBie/IFC | Yes | assets[].operation_data.cmms_asset_id | BIM/MEP/O&M | Pending
0953452d-1324-4bee-aa77-3bcc5a60cf2f | License Plate Recognition Camera B2 | IfcSensor | LOI_Operation_Maintenance | operation_data.spare_part_group | SPARE-LPR-CAMERA | text |  | JSON/COBie/IFC | Conditional | assets[].operation_data.spare_part_group | BIM/MEP/O&M | Pending
0953452d-1324-4bee-aa77-3bcc5a60cf2f | License Plate Recognition Camera B2 | IfcSensor | LOI_Operation_Maintenance | operation_data.manual_url | https://example.com/om_manuals/LPR-B2-001.pdf | text |  | JSON/COBie/IFC | Conditional | assets[].operation_data.manual_url | BIM/MEP/O&M | Pending
0953452d-1324-4bee-aa77-3bcc5a60cf2f | License Plate Recognition Camera B2 | IfcSensor | DTP_Metadata | digital_twin.dt_entity_type | asset | text |  | JSON/COBie/IFC | Conditional | assets[].digital_twin.dt_entity_type | BIM/MEP/O&M | Pending
0953452d-1324-4bee-aa77-3bcc5a60cf2f | License Plate Recognition Camera B2 | IfcSensor | DTP_Metadata | digital_twin.state_source | BMS/IoT/CMMS | text |  | JSON/COBie/IFC | Conditional | assets[].digital_twin.state_source | BIM/MEP/O&M | Pending
0953452d-1324-4bee-aa77-3bcc5a60cf2f | License Plate Recognition Camera B2 | IfcSensor | DTP_Metadata | digital_twin.realtime_enabled | TRUE | boolean |  | JSON/COBie/IFC | Conditional | assets[].digital_twin.realtime_enabled | BIM/MEP/O&M | Pending
0953452d-1324-4bee-aa77-3bcc5a60cf2f | License Plate Recognition Camera B2 | IfcSensor | DTP_Metadata | digital_twin.history_enabled | TRUE | boolean |  | JSON/COBie/IFC | Conditional | assets[].digital_twin.history_enabled | BIM/MEP/O&M | Pending
0953452d-1324-4bee-aa77-3bcc5a60cf2f | License Plate Recognition Camera B2 | IfcSensor | DTP_Metadata | digital_twin.visual_selectable | TRUE | boolean |  | JSON/COBie/IFC | Conditional | assets[].digital_twin.visual_selectable | BIM/MEP/O&M | Pending
0953452d-1324-4bee-aa77-3bcc5a60cf2f | License Plate Recognition Camera B2 | IfcSensor | DTP_Metadata | digital_twin.visual_highlight_layer | LAYER-ASSET-PARKING | text |  | JSON/COBie/IFC | Conditional | assets[].digital_twin.visual_highlight_layer | BIM/MEP/O&M | Pending
0953452d-1324-4bee-aa77-3bcc5a60cf2f | License Plate Recognition Camera B2 | IfcSensor | Asset_Metadata | tags[0] | parking | text |  | JSON/COBie/IFC | Conditional | assets[].tags[0] | BIM/MEP/O&M | Pending
0953452d-1324-4bee-aa77-3bcc5a60cf2f | License Plate Recognition Camera B2 | IfcSensor | Asset_Metadata | tags[1] | lpr_camera | text |  | JSON/COBie/IFC | Conditional | assets[].tags[1] | BIM/MEP/O&M | Pending
0953452d-1324-4bee-aa77-3bcc5a60cf2f | License Plate Recognition Camera B2 | IfcSensor | Asset_Metadata | tags[2] | lprcamera | text |  | JSON/COBie/IFC | Conditional | assets[].tags[2] | BIM/MEP/O&M | Pending
e1a99a10-ae7e-4869-8d03-c6b975bd820c | Parking Barrier Gate B2 | IfcDoor | Asset_Metadata | asset_id | PARK-GATE-B2-001 | text |  | JSON/COBie/IFC | Yes | assets[].asset_id | BIM/MEP/O&M | Pending
e1a99a10-ae7e-4869-8d03-c6b975bd820c | Parking Barrier Gate B2 | IfcDoor | Asset_Metadata | asset_name | Parking Barrier Gate B2 | text |  | JSON/COBie/IFC | Yes | assets[].asset_name | BIM/MEP/O&M | Pending
e1a99a10-ae7e-4869-8d03-c6b975bd820c | Parking Barrier Gate B2 | IfcDoor | Asset_Metadata | asset_status | in_service | text |  | JSON/COBie/IFC | Conditional | assets[].asset_status | BIM/MEP/O&M | Pending
e1a99a10-ae7e-4869-8d03-c6b975bd820c | Parking Barrier Gate B2 | IfcDoor | Asset_Metadata | system | Parking | text |  | JSON/COBie/IFC | Yes | assets[].system | BIM/MEP/O&M | Pending
e1a99a10-ae7e-4869-8d03-c6b975bd820c | Parking Barrier Gate B2 | IfcDoor | Asset_Metadata | discipline | MEP | text |  | JSON/COBie/IFC | Conditional | assets[].discipline | BIM/MEP/O&M | Pending
e1a99a10-ae7e-4869-8d03-c6b975bd820c | Parking Barrier Gate B2 | IfcDoor | Asset_Metadata | category | Barrier Gate | text |  | JSON/COBie/IFC | Conditional | assets[].category | BIM/MEP/O&M | Pending
e1a99a10-ae7e-4869-8d03-c6b975bd820c | Parking Barrier Gate B2 | IfcDoor | Asset_Metadata | asset_type | BarrierGate | text |  | JSON/COBie/IFC | Yes | assets[].asset_type | BIM/MEP/O&M | Pending
e1a99a10-ae7e-4869-8d03-c6b975bd820c | Parking Barrier Gate B2 | IfcDoor | LOI_Classification | classification.uniclass_code | placeholder | text |  | JSON/COBie/IFC | Yes | assets[].classification.uniclass_code | BIM/MEP/O&M | Pending
e1a99a10-ae7e-4869-8d03-c6b975bd820c | Parking Barrier Gate B2 | IfcDoor | LOI_Classification | classification.omniclass_code | placeholder | text |  | JSON/COBie/IFC | Yes | assets[].classification.omniclass_code | BIM/MEP/O&M | Pending
e1a99a10-ae7e-4869-8d03-c6b975bd820c | Parking Barrier Gate B2 | IfcDoor | LOI_Classification | classification.local_classification | Parking/Barrier Gate/BarrierGate | text |  | JSON/COBie/IFC | Conditional | assets[].classification.local_classification | BIM/MEP/O&M | Pending
e1a99a10-ae7e-4869-8d03-c6b975bd820c | Parking Barrier Gate B2 | IfcDoor | LOI_Location | location.facility_id | FAC-OFFICE-TOWER-A | text |  | JSON/COBie/IFC | Conditional | assets[].location.facility_id | BIM/MEP/O&M | Pending
e1a99a10-ae7e-4869-8d03-c6b975bd820c | Parking Barrier Gate B2 | IfcDoor | LOI_Location | location.floor_id | FL-B2 | text |  | JSON/COBie/IFC | Yes | assets[].location.floor_id | BIM/MEP/O&M | Pending
e1a99a10-ae7e-4869-8d03-c6b975bd820c | Parking Barrier Gate B2 | IfcDoor | LOI_Location | location.space_id | SP-B2-PARKING-A | text |  | JSON/COBie/IFC | Yes | assets[].location.space_id | BIM/MEP/O&M | Pending
e1a99a10-ae7e-4869-8d03-c6b975bd820c | Parking Barrier Gate B2 | IfcDoor | LOI_Location | location.zone_id | ZONE-FIRE-B1 | text |  | JSON/COBie/IFC | Conditional | assets[].location.zone_id | BIM/MEP/O&M | Pending
e1a99a10-ae7e-4869-8d03-c6b975bd820c | Parking Barrier Gate B2 | IfcDoor | IFC_Core | bim_mapping.ifc_guid | e1a99a10-ae7e-4869-8d03-c6b975bd820c | text |  | JSON/COBie/IFC | Yes | assets[].bim_mapping.ifc_guid | BIM/MEP/O&M | Pending
e1a99a10-ae7e-4869-8d03-c6b975bd820c | Parking Barrier Gate B2 | IfcDoor | IFC_Core | bim_mapping.ifc_entity | IfcDoor | text |  | JSON/COBie/IFC | Conditional | assets[].bim_mapping.ifc_entity | BIM/MEP/O&M | Pending
e1a99a10-ae7e-4869-8d03-c6b975bd820c | Parking Barrier Gate B2 | IfcDoor | IFC_Core | bim_mapping.ifc_name | Parking Barrier Gate B2 | text |  | JSON/COBie/IFC | Conditional | assets[].bim_mapping.ifc_name | BIM/MEP/O&M | Pending
e1a99a10-ae7e-4869-8d03-c6b975bd820c | Parking Barrier Gate B2 | IfcDoor | IFC_Core | bim_mapping.source_model_id | IFC-MEP-001 | text |  | JSON/COBie/IFC | Conditional | assets[].bim_mapping.source_model_id | BIM/MEP/O&M | Pending
e1a99a10-ae7e-4869-8d03-c6b975bd820c | Parking Barrier Gate B2 | IfcDoor | IFC_Core | bim_mapping.global_id_locked | TRUE | boolean |  | JSON/COBie/IFC | Conditional | assets[].bim_mapping.global_id_locked | BIM/MEP/O&M | Pending
e1a99a10-ae7e-4869-8d03-c6b975bd820c | Parking Barrier Gate B2 | IfcDoor | Asset_Metadata | cobie_mapping.component_name | PARK-GATE-B2-001 | text |  | JSON/COBie/IFC | Conditional | assets[].cobie_mapping.component_name | BIM/MEP/O&M | Pending
e1a99a10-ae7e-4869-8d03-c6b975bd820c | Parking Barrier Gate B2 | IfcDoor | Asset_Metadata | cobie_mapping.type_name | BarrierGate | text |  | JSON/COBie/IFC | Conditional | assets[].cobie_mapping.type_name | BIM/MEP/O&M | Pending
e1a99a10-ae7e-4869-8d03-c6b975bd820c | Parking Barrier Gate B2 | IfcDoor | Asset_Metadata | cobie_mapping.system_name | Parking | text |  | JSON/COBie/IFC | Conditional | assets[].cobie_mapping.system_name | BIM/MEP/O&M | Pending
e1a99a10-ae7e-4869-8d03-c6b975bd820c | Parking Barrier Gate B2 | IfcDoor | Asset_Metadata | cobie_mapping.space_name | SP-B2-PARKING-A | text |  | JSON/COBie/IFC | Conditional | assets[].cobie_mapping.space_name | BIM/MEP/O&M | Pending
e1a99a10-ae7e-4869-8d03-c6b975bd820c | Parking Barrier Gate B2 | IfcDoor | LOI_Manufacturer | manufacturer_data.manufacturer | Generic Manufacturer | text |  | JSON/COBie/IFC | Yes | assets[].manufacturer_data.manufacturer | BIM/MEP/O&M | Pending
e1a99a10-ae7e-4869-8d03-c6b975bd820c | Parking Barrier Gate B2 | IfcDoor | LOI_Manufacturer | manufacturer_data.model | Model-Placeholder | text |  | JSON/COBie/IFC | Yes | assets[].manufacturer_data.model | BIM/MEP/O&M | Pending
e1a99a10-ae7e-4869-8d03-c6b975bd820c | Parking Barrier Gate B2 | IfcDoor | LOI_Manufacturer | manufacturer_data.serial_number | SN-PARK-GATE-B2-001 | text |  | JSON/COBie/IFC | Yes | assets[].manufacturer_data.serial_number | BIM/MEP/O&M | Pending
e1a99a10-ae7e-4869-8d03-c6b975bd820c | Parking Barrier Gate B2 | IfcDoor | LOI_Manufacturer | manufacturer_data.installation_date | 2026-05-15 | text |  | JSON/COBie/IFC | Conditional | assets[].manufacturer_data.installation_date | BIM/MEP/O&M | Pending
e1a99a10-ae7e-4869-8d03-c6b975bd820c | Parking Barrier Gate B2 | IfcDoor | LOI_Manufacturer | manufacturer_data.warranty_start_date | 2026-06-01 | text |  | JSON/COBie/IFC | Conditional | assets[].manufacturer_data.warranty_start_date | BIM/MEP/O&M | Pending
e1a99a10-ae7e-4869-8d03-c6b975bd820c | Parking Barrier Gate B2 | IfcDoor | LOI_Manufacturer | manufacturer_data.warranty_end_date | 2028-06-01 | text |  | JSON/COBie/IFC | Conditional | assets[].manufacturer_data.warranty_end_date | BIM/MEP/O&M | Pending
e1a99a10-ae7e-4869-8d03-c6b975bd820c | Parking Barrier Gate B2 | IfcDoor | LOI_Operation_Maintenance | operation_data.maintainable | TRUE | boolean |  | JSON/COBie/IFC | Conditional | assets[].operation_data.maintainable | BIM/MEP/O&M | Pending
e1a99a10-ae7e-4869-8d03-c6b975bd820c | Parking Barrier Gate B2 | IfcDoor | LOI_Operation_Maintenance | operation_data.criticality | Medium | text |  | JSON/COBie/IFC | Yes | assets[].operation_data.criticality | BIM/MEP/O&M | Pending
e1a99a10-ae7e-4869-8d03-c6b975bd820c | Parking Barrier Gate B2 | IfcDoor | LOI_Operation_Maintenance | operation_data.expected_life_years | 15 | number |  | JSON/COBie/IFC | Conditional | assets[].operation_data.expected_life_years | BIM/MEP/O&M | Pending
e1a99a10-ae7e-4869-8d03-c6b975bd820c | Parking Barrier Gate B2 | IfcDoor | LOI_Operation_Maintenance | operation_data.maintenance_strategy | preventive_and_condition_based | text |  | JSON/COBie/IFC | Yes | assets[].operation_data.maintenance_strategy | BIM/MEP/O&M | Pending
e1a99a10-ae7e-4869-8d03-c6b975bd820c | Parking Barrier Gate B2 | IfcDoor | LOI_Operation_Maintenance | operation_data.cmms_asset_id | CMMS-PARK-GATE-B2-001 | text |  | JSON/COBie/IFC | Yes | assets[].operation_data.cmms_asset_id | BIM/MEP/O&M | Pending
e1a99a10-ae7e-4869-8d03-c6b975bd820c | Parking Barrier Gate B2 | IfcDoor | LOI_Operation_Maintenance | operation_data.spare_part_group | SPARE-BARRIER-GATE | text |  | JSON/COBie/IFC | Conditional | assets[].operation_data.spare_part_group | BIM/MEP/O&M | Pending
e1a99a10-ae7e-4869-8d03-c6b975bd820c | Parking Barrier Gate B2 | IfcDoor | LOI_Operation_Maintenance | operation_data.manual_url | https://example.com/om_manuals/PARK-GATE-B2-001.pdf | text |  | JSON/COBie/IFC | Conditional | assets[].operation_data.manual_url | BIM/MEP/O&M | Pending
e1a99a10-ae7e-4869-8d03-c6b975bd820c | Parking Barrier Gate B2 | IfcDoor | DTP_Metadata | digital_twin.dt_entity_type | asset | text |  | JSON/COBie/IFC | Conditional | assets[].digital_twin.dt_entity_type | BIM/MEP/O&M | Pending
e1a99a10-ae7e-4869-8d03-c6b975bd820c | Parking Barrier Gate B2 | IfcDoor | DTP_Metadata | digital_twin.state_source | BMS/IoT/CMMS | text |  | JSON/COBie/IFC | Conditional | assets[].digital_twin.state_source | BIM/MEP/O&M | Pending
e1a99a10-ae7e-4869-8d03-c6b975bd820c | Parking Barrier Gate B2 | IfcDoor | DTP_Metadata | digital_twin.realtime_enabled | TRUE | boolean |  | JSON/COBie/IFC | Conditional | assets[].digital_twin.realtime_enabled | BIM/MEP/O&M | Pending
e1a99a10-ae7e-4869-8d03-c6b975bd820c | Parking Barrier Gate B2 | IfcDoor | DTP_Metadata | digital_twin.history_enabled | TRUE | boolean |  | JSON/COBie/IFC | Conditional | assets[].digital_twin.history_enabled | BIM/MEP/O&M | Pending
e1a99a10-ae7e-4869-8d03-c6b975bd820c | Parking Barrier Gate B2 | IfcDoor | DTP_Metadata | digital_twin.visual_selectable | TRUE | boolean |  | JSON/COBie/IFC | Conditional | assets[].digital_twin.visual_selectable | BIM/MEP/O&M | Pending
e1a99a10-ae7e-4869-8d03-c6b975bd820c | Parking Barrier Gate B2 | IfcDoor | DTP_Metadata | digital_twin.visual_highlight_layer | LAYER-ASSET-PARKING | text |  | JSON/COBie/IFC | Conditional | assets[].digital_twin.visual_highlight_layer | BIM/MEP/O&M | Pending
e1a99a10-ae7e-4869-8d03-c6b975bd820c | Parking Barrier Gate B2 | IfcDoor | Asset_Metadata | tags[0] | parking | text |  | JSON/COBie/IFC | Conditional | assets[].tags[0] | BIM/MEP/O&M | Pending
e1a99a10-ae7e-4869-8d03-c6b975bd820c | Parking Barrier Gate B2 | IfcDoor | Asset_Metadata | tags[1] | barrier_gate | text |  | JSON/COBie/IFC | Conditional | assets[].tags[1] | BIM/MEP/O&M | Pending
e1a99a10-ae7e-4869-8d03-c6b975bd820c | Parking Barrier Gate B2 | IfcDoor | Asset_Metadata | tags[2] | barriergate | text |  | JSON/COBie/IFC | Conditional | assets[].tags[2] | BIM/MEP/O&M | Pending
16dca2c1-2ae4-43dd-92a9-1bb37aa9f988 | Indoor Air Quality Sensor L01-001 | IfcSensor | Asset_Metadata | asset_id | IAQ-L01-001 | text |  | JSON/COBie/IFC | Yes | assets[].asset_id | BIM/MEP/O&M | Pending
16dca2c1-2ae4-43dd-92a9-1bb37aa9f988 | Indoor Air Quality Sensor L01-001 | IfcSensor | Asset_Metadata | asset_name | Indoor Air Quality Sensor L01-001 | text |  | JSON/COBie/IFC | Yes | assets[].asset_name | BIM/MEP/O&M | Pending
16dca2c1-2ae4-43dd-92a9-1bb37aa9f988 | Indoor Air Quality Sensor L01-001 | IfcSensor | Asset_Metadata | asset_status | in_service | text |  | JSON/COBie/IFC | Conditional | assets[].asset_status | BIM/MEP/O&M | Pending
16dca2c1-2ae4-43dd-92a9-1bb37aa9f988 | Indoor Air Quality Sensor L01-001 | IfcSensor | Asset_Metadata | system | Environmental Monitoring | text |  | JSON/COBie/IFC | Yes | assets[].system | BIM/MEP/O&M | Pending
16dca2c1-2ae4-43dd-92a9-1bb37aa9f988 | Indoor Air Quality Sensor L01-001 | IfcSensor | Asset_Metadata | discipline | MEP | text |  | JSON/COBie/IFC | Conditional | assets[].discipline | BIM/MEP/O&M | Pending
16dca2c1-2ae4-43dd-92a9-1bb37aa9f988 | Indoor Air Quality Sensor L01-001 | IfcSensor | Asset_Metadata | category | IAQ Sensor | text |  | JSON/COBie/IFC | Conditional | assets[].category | BIM/MEP/O&M | Pending
16dca2c1-2ae4-43dd-92a9-1bb37aa9f988 | Indoor Air Quality Sensor L01-001 | IfcSensor | Asset_Metadata | asset_type | IAQSensor | text |  | JSON/COBie/IFC | Yes | assets[].asset_type | BIM/MEP/O&M | Pending
16dca2c1-2ae4-43dd-92a9-1bb37aa9f988 | Indoor Air Quality Sensor L01-001 | IfcSensor | LOI_Classification | classification.uniclass_code | placeholder | text |  | JSON/COBie/IFC | Yes | assets[].classification.uniclass_code | BIM/MEP/O&M | Pending
16dca2c1-2ae4-43dd-92a9-1bb37aa9f988 | Indoor Air Quality Sensor L01-001 | IfcSensor | LOI_Classification | classification.omniclass_code | placeholder | text |  | JSON/COBie/IFC | Yes | assets[].classification.omniclass_code | BIM/MEP/O&M | Pending
16dca2c1-2ae4-43dd-92a9-1bb37aa9f988 | Indoor Air Quality Sensor L01-001 | IfcSensor | LOI_Classification | classification.local_classification | Environmental Monitoring/IAQ Sensor/IAQSensor | text |  | JSON/COBie/IFC | Conditional | assets[].classification.local_classification | BIM/MEP/O&M | Pending
16dca2c1-2ae4-43dd-92a9-1bb37aa9f988 | Indoor Air Quality Sensor L01-001 | IfcSensor | LOI_Location | location.facility_id | FAC-OFFICE-TOWER-A | text |  | JSON/COBie/IFC | Conditional | assets[].location.facility_id | BIM/MEP/O&M | Pending
16dca2c1-2ae4-43dd-92a9-1bb37aa9f988 | Indoor Air Quality Sensor L01-001 | IfcSensor | LOI_Location | location.floor_id | FL-L01 | text |  | JSON/COBie/IFC | Yes | assets[].location.floor_id | BIM/MEP/O&M | Pending
16dca2c1-2ae4-43dd-92a9-1bb37aa9f988 | Indoor Air Quality Sensor L01-001 | IfcSensor | LOI_Location | location.space_id | SP-L01-LOBBY | text |  | JSON/COBie/IFC | Yes | assets[].location.space_id | BIM/MEP/O&M | Pending
16dca2c1-2ae4-43dd-92a9-1bb37aa9f988 | Indoor Air Quality Sensor L01-001 | IfcSensor | LOI_Location | location.zone_id | ZONE-PUBLIC-L01 | text |  | JSON/COBie/IFC | Conditional | assets[].location.zone_id | BIM/MEP/O&M | Pending
16dca2c1-2ae4-43dd-92a9-1bb37aa9f988 | Indoor Air Quality Sensor L01-001 | IfcSensor | IFC_Core | bim_mapping.ifc_guid | 16dca2c1-2ae4-43dd-92a9-1bb37aa9f988 | text |  | JSON/COBie/IFC | Yes | assets[].bim_mapping.ifc_guid | BIM/MEP/O&M | Pending
16dca2c1-2ae4-43dd-92a9-1bb37aa9f988 | Indoor Air Quality Sensor L01-001 | IfcSensor | IFC_Core | bim_mapping.ifc_entity | IfcSensor | text |  | JSON/COBie/IFC | Conditional | assets[].bim_mapping.ifc_entity | BIM/MEP/O&M | Pending
16dca2c1-2ae4-43dd-92a9-1bb37aa9f988 | Indoor Air Quality Sensor L01-001 | IfcSensor | IFC_Core | bim_mapping.ifc_name | Indoor Air Quality Sensor L01-001 | text |  | JSON/COBie/IFC | Conditional | assets[].bim_mapping.ifc_name | BIM/MEP/O&M | Pending
16dca2c1-2ae4-43dd-92a9-1bb37aa9f988 | Indoor Air Quality Sensor L01-001 | IfcSensor | IFC_Core | bim_mapping.source_model_id | IFC-MEP-001 | text |  | JSON/COBie/IFC | Conditional | assets[].bim_mapping.source_model_id | BIM/MEP/O&M | Pending
16dca2c1-2ae4-43dd-92a9-1bb37aa9f988 | Indoor Air Quality Sensor L01-001 | IfcSensor | IFC_Core | bim_mapping.global_id_locked | TRUE | boolean |  | JSON/COBie/IFC | Conditional | assets[].bim_mapping.global_id_locked | BIM/MEP/O&M | Pending
16dca2c1-2ae4-43dd-92a9-1bb37aa9f988 | Indoor Air Quality Sensor L01-001 | IfcSensor | Asset_Metadata | cobie_mapping.component_name | IAQ-L01-001 | text |  | JSON/COBie/IFC | Conditional | assets[].cobie_mapping.component_name | BIM/MEP/O&M | Pending
16dca2c1-2ae4-43dd-92a9-1bb37aa9f988 | Indoor Air Quality Sensor L01-001 | IfcSensor | Asset_Metadata | cobie_mapping.type_name | IAQSensor | text |  | JSON/COBie/IFC | Conditional | assets[].cobie_mapping.type_name | BIM/MEP/O&M | Pending
16dca2c1-2ae4-43dd-92a9-1bb37aa9f988 | Indoor Air Quality Sensor L01-001 | IfcSensor | Asset_Metadata | cobie_mapping.system_name | Environmental Monitoring | text |  | JSON/COBie/IFC | Conditional | assets[].cobie_mapping.system_name | BIM/MEP/O&M | Pending
16dca2c1-2ae4-43dd-92a9-1bb37aa9f988 | Indoor Air Quality Sensor L01-001 | IfcSensor | Asset_Metadata | cobie_mapping.space_name | SP-L01-LOBBY | text |  | JSON/COBie/IFC | Conditional | assets[].cobie_mapping.space_name | BIM/MEP/O&M | Pending
16dca2c1-2ae4-43dd-92a9-1bb37aa9f988 | Indoor Air Quality Sensor L01-001 | IfcSensor | LOI_Manufacturer | manufacturer_data.manufacturer | Generic Manufacturer | text |  | JSON/COBie/IFC | Yes | assets[].manufacturer_data.manufacturer | BIM/MEP/O&M | Pending
16dca2c1-2ae4-43dd-92a9-1bb37aa9f988 | Indoor Air Quality Sensor L01-001 | IfcSensor | LOI_Manufacturer | manufacturer_data.model | Model-Placeholder | text |  | JSON/COBie/IFC | Yes | assets[].manufacturer_data.model | BIM/MEP/O&M | Pending
16dca2c1-2ae4-43dd-92a9-1bb37aa9f988 | Indoor Air Quality Sensor L01-001 | IfcSensor | LOI_Manufacturer | manufacturer_data.serial_number | SN-IAQ-L01-001 | text |  | JSON/COBie/IFC | Yes | assets[].manufacturer_data.serial_number | BIM/MEP/O&M | Pending
16dca2c1-2ae4-43dd-92a9-1bb37aa9f988 | Indoor Air Quality Sensor L01-001 | IfcSensor | LOI_Manufacturer | manufacturer_data.installation_date | 2026-05-15 | text |  | JSON/COBie/IFC | Conditional | assets[].manufacturer_data.installation_date | BIM/MEP/O&M | Pending
16dca2c1-2ae4-43dd-92a9-1bb37aa9f988 | Indoor Air Quality Sensor L01-001 | IfcSensor | LOI_Manufacturer | manufacturer_data.warranty_start_date | 2026-06-01 | text |  | JSON/COBie/IFC | Conditional | assets[].manufacturer_data.warranty_start_date | BIM/MEP/O&M | Pending
16dca2c1-2ae4-43dd-92a9-1bb37aa9f988 | Indoor Air Quality Sensor L01-001 | IfcSensor | LOI_Manufacturer | manufacturer_data.warranty_end_date | 2028-06-01 | text |  | JSON/COBie/IFC | Conditional | assets[].manufacturer_data.warranty_end_date | BIM/MEP/O&M | Pending
16dca2c1-2ae4-43dd-92a9-1bb37aa9f988 | Indoor Air Quality Sensor L01-001 | IfcSensor | LOI_Operation_Maintenance | operation_data.maintainable | TRUE | boolean |  | JSON/COBie/IFC | Conditional | assets[].operation_data.maintainable | BIM/MEP/O&M | Pending
16dca2c1-2ae4-43dd-92a9-1bb37aa9f988 | Indoor Air Quality Sensor L01-001 | IfcSensor | LOI_Operation_Maintenance | operation_data.criticality | Medium | text |  | JSON/COBie/IFC | Yes | assets[].operation_data.criticality | BIM/MEP/O&M | Pending
16dca2c1-2ae4-43dd-92a9-1bb37aa9f988 | Indoor Air Quality Sensor L01-001 | IfcSensor | LOI_Operation_Maintenance | operation_data.expected_life_years | 15 | number |  | JSON/COBie/IFC | Conditional | assets[].operation_data.expected_life_years | BIM/MEP/O&M | Pending
16dca2c1-2ae4-43dd-92a9-1bb37aa9f988 | Indoor Air Quality Sensor L01-001 | IfcSensor | LOI_Operation_Maintenance | operation_data.maintenance_strategy | preventive_and_condition_based | text |  | JSON/COBie/IFC | Yes | assets[].operation_data.maintenance_strategy | BIM/MEP/O&M | Pending
16dca2c1-2ae4-43dd-92a9-1bb37aa9f988 | Indoor Air Quality Sensor L01-001 | IfcSensor | LOI_Operation_Maintenance | operation_data.cmms_asset_id | CMMS-IAQ-L01-001 | text |  | JSON/COBie/IFC | Yes | assets[].operation_data.cmms_asset_id | BIM/MEP/O&M | Pending
16dca2c1-2ae4-43dd-92a9-1bb37aa9f988 | Indoor Air Quality Sensor L01-001 | IfcSensor | LOI_Operation_Maintenance | operation_data.spare_part_group | SPARE-IAQ-SENSOR | text |  | JSON/COBie/IFC | Conditional | assets[].operation_data.spare_part_group | BIM/MEP/O&M | Pending
16dca2c1-2ae4-43dd-92a9-1bb37aa9f988 | Indoor Air Quality Sensor L01-001 | IfcSensor | LOI_Operation_Maintenance | operation_data.manual_url | https://example.com/om_manuals/IAQ-L01-001.pdf | text |  | JSON/COBie/IFC | Conditional | assets[].operation_data.manual_url | BIM/MEP/O&M | Pending
16dca2c1-2ae4-43dd-92a9-1bb37aa9f988 | Indoor Air Quality Sensor L01-001 | IfcSensor | DTP_Metadata | digital_twin.dt_entity_type | asset | text |  | JSON/COBie/IFC | Conditional | assets[].digital_twin.dt_entity_type | BIM/MEP/O&M | Pending
16dca2c1-2ae4-43dd-92a9-1bb37aa9f988 | Indoor Air Quality Sensor L01-001 | IfcSensor | DTP_Metadata | digital_twin.state_source | BMS/IoT/CMMS | text |  | JSON/COBie/IFC | Conditional | assets[].digital_twin.state_source | BIM/MEP/O&M | Pending
16dca2c1-2ae4-43dd-92a9-1bb37aa9f988 | Indoor Air Quality Sensor L01-001 | IfcSensor | DTP_Metadata | digital_twin.realtime_enabled | TRUE | boolean |  | JSON/COBie/IFC | Conditional | assets[].digital_twin.realtime_enabled | BIM/MEP/O&M | Pending
16dca2c1-2ae4-43dd-92a9-1bb37aa9f988 | Indoor Air Quality Sensor L01-001 | IfcSensor | DTP_Metadata | digital_twin.history_enabled | TRUE | boolean |  | JSON/COBie/IFC | Conditional | assets[].digital_twin.history_enabled | BIM/MEP/O&M | Pending
16dca2c1-2ae4-43dd-92a9-1bb37aa9f988 | Indoor Air Quality Sensor L01-001 | IfcSensor | DTP_Metadata | digital_twin.visual_selectable | TRUE | boolean |  | JSON/COBie/IFC | Conditional | assets[].digital_twin.visual_selectable | BIM/MEP/O&M | Pending
16dca2c1-2ae4-43dd-92a9-1bb37aa9f988 | Indoor Air Quality Sensor L01-001 | IfcSensor | DTP_Metadata | digital_twin.visual_highlight_layer | LAYER-ASSET-ENVIRONMENTAL-MONITORING | text |  | JSON/COBie/IFC | Conditional | assets[].digital_twin.visual_highlight_layer | BIM/MEP/O&M | Pending
16dca2c1-2ae4-43dd-92a9-1bb37aa9f988 | Indoor Air Quality Sensor L01-001 | IfcSensor | Asset_Metadata | tags[0] | environmental_monitoring | text |  | JSON/COBie/IFC | Conditional | assets[].tags[0] | BIM/MEP/O&M | Pending
16dca2c1-2ae4-43dd-92a9-1bb37aa9f988 | Indoor Air Quality Sensor L01-001 | IfcSensor | Asset_Metadata | tags[1] | iaq_sensor | text |  | JSON/COBie/IFC | Conditional | assets[].tags[1] | BIM/MEP/O&M | Pending
16dca2c1-2ae4-43dd-92a9-1bb37aa9f988 | Indoor Air Quality Sensor L01-001 | IfcSensor | Asset_Metadata | tags[2] | iaqsensor | text |  | JSON/COBie/IFC | Conditional | assets[].tags[2] | BIM/MEP/O&M | Pending
9f1f6e0c-0e40-42d5-8803-423e45f98a24 | Occupancy Sensor L01-001 | IfcSensor | Asset_Metadata | asset_id | OCC-L01-001 | text |  | JSON/COBie/IFC | Yes | assets[].asset_id | BIM/MEP/O&M | Pending
9f1f6e0c-0e40-42d5-8803-423e45f98a24 | Occupancy Sensor L01-001 | IfcSensor | Asset_Metadata | asset_name | Occupancy Sensor L01-001 | text |  | JSON/COBie/IFC | Yes | assets[].asset_name | BIM/MEP/O&M | Pending
9f1f6e0c-0e40-42d5-8803-423e45f98a24 | Occupancy Sensor L01-001 | IfcSensor | Asset_Metadata | asset_status | in_service | text |  | JSON/COBie/IFC | Conditional | assets[].asset_status | BIM/MEP/O&M | Pending
9f1f6e0c-0e40-42d5-8803-423e45f98a24 | Occupancy Sensor L01-001 | IfcSensor | Asset_Metadata | system | Occupancy | text |  | JSON/COBie/IFC | Yes | assets[].system | BIM/MEP/O&M | Pending
9f1f6e0c-0e40-42d5-8803-423e45f98a24 | Occupancy Sensor L01-001 | IfcSensor | Asset_Metadata | discipline | MEP | text |  | JSON/COBie/IFC | Conditional | assets[].discipline | BIM/MEP/O&M | Pending
9f1f6e0c-0e40-42d5-8803-423e45f98a24 | Occupancy Sensor L01-001 | IfcSensor | Asset_Metadata | category | Occupancy Sensor | text |  | JSON/COBie/IFC | Conditional | assets[].category | BIM/MEP/O&M | Pending
9f1f6e0c-0e40-42d5-8803-423e45f98a24 | Occupancy Sensor L01-001 | IfcSensor | Asset_Metadata | asset_type | OccupancySensor | text |  | JSON/COBie/IFC | Yes | assets[].asset_type | BIM/MEP/O&M | Pending
9f1f6e0c-0e40-42d5-8803-423e45f98a24 | Occupancy Sensor L01-001 | IfcSensor | LOI_Classification | classification.uniclass_code | placeholder | text |  | JSON/COBie/IFC | Yes | assets[].classification.uniclass_code | BIM/MEP/O&M | Pending
9f1f6e0c-0e40-42d5-8803-423e45f98a24 | Occupancy Sensor L01-001 | IfcSensor | LOI_Classification | classification.omniclass_code | placeholder | text |  | JSON/COBie/IFC | Yes | assets[].classification.omniclass_code | BIM/MEP/O&M | Pending
9f1f6e0c-0e40-42d5-8803-423e45f98a24 | Occupancy Sensor L01-001 | IfcSensor | LOI_Classification | classification.local_classification | Occupancy/Occupancy Sensor/OccupancySensor | text |  | JSON/COBie/IFC | Conditional | assets[].classification.local_classification | BIM/MEP/O&M | Pending
9f1f6e0c-0e40-42d5-8803-423e45f98a24 | Occupancy Sensor L01-001 | IfcSensor | LOI_Location | location.facility_id | FAC-OFFICE-TOWER-A | text |  | JSON/COBie/IFC | Conditional | assets[].location.facility_id | BIM/MEP/O&M | Pending
9f1f6e0c-0e40-42d5-8803-423e45f98a24 | Occupancy Sensor L01-001 | IfcSensor | LOI_Location | location.floor_id | FL-L01 | text |  | JSON/COBie/IFC | Yes | assets[].location.floor_id | BIM/MEP/O&M | Pending
9f1f6e0c-0e40-42d5-8803-423e45f98a24 | Occupancy Sensor L01-001 | IfcSensor | LOI_Location | location.space_id | SP-L01-LOBBY | text |  | JSON/COBie/IFC | Yes | assets[].location.space_id | BIM/MEP/O&M | Pending
9f1f6e0c-0e40-42d5-8803-423e45f98a24 | Occupancy Sensor L01-001 | IfcSensor | LOI_Location | location.zone_id | ZONE-PUBLIC-L01 | text |  | JSON/COBie/IFC | Conditional | assets[].location.zone_id | BIM/MEP/O&M | Pending
9f1f6e0c-0e40-42d5-8803-423e45f98a24 | Occupancy Sensor L01-001 | IfcSensor | IFC_Core | bim_mapping.ifc_guid | 9f1f6e0c-0e40-42d5-8803-423e45f98a24 | text |  | JSON/COBie/IFC | Yes | assets[].bim_mapping.ifc_guid | BIM/MEP/O&M | Pending
9f1f6e0c-0e40-42d5-8803-423e45f98a24 | Occupancy Sensor L01-001 | IfcSensor | IFC_Core | bim_mapping.ifc_entity | IfcSensor | text |  | JSON/COBie/IFC | Conditional | assets[].bim_mapping.ifc_entity | BIM/MEP/O&M | Pending
9f1f6e0c-0e40-42d5-8803-423e45f98a24 | Occupancy Sensor L01-001 | IfcSensor | IFC_Core | bim_mapping.ifc_name | Occupancy Sensor L01-001 | text |  | JSON/COBie/IFC | Conditional | assets[].bim_mapping.ifc_name | BIM/MEP/O&M | Pending
9f1f6e0c-0e40-42d5-8803-423e45f98a24 | Occupancy Sensor L01-001 | IfcSensor | IFC_Core | bim_mapping.source_model_id | IFC-MEP-001 | text |  | JSON/COBie/IFC | Conditional | assets[].bim_mapping.source_model_id | BIM/MEP/O&M | Pending
9f1f6e0c-0e40-42d5-8803-423e45f98a24 | Occupancy Sensor L01-001 | IfcSensor | IFC_Core | bim_mapping.global_id_locked | TRUE | boolean |  | JSON/COBie/IFC | Conditional | assets[].bim_mapping.global_id_locked | BIM/MEP/O&M | Pending
9f1f6e0c-0e40-42d5-8803-423e45f98a24 | Occupancy Sensor L01-001 | IfcSensor | Asset_Metadata | cobie_mapping.component_name | OCC-L01-001 | text |  | JSON/COBie/IFC | Conditional | assets[].cobie_mapping.component_name | BIM/MEP/O&M | Pending
9f1f6e0c-0e40-42d5-8803-423e45f98a24 | Occupancy Sensor L01-001 | IfcSensor | Asset_Metadata | cobie_mapping.type_name | OccupancySensor | text |  | JSON/COBie/IFC | Conditional | assets[].cobie_mapping.type_name | BIM/MEP/O&M | Pending
9f1f6e0c-0e40-42d5-8803-423e45f98a24 | Occupancy Sensor L01-001 | IfcSensor | Asset_Metadata | cobie_mapping.system_name | Occupancy | text |  | JSON/COBie/IFC | Conditional | assets[].cobie_mapping.system_name | BIM/MEP/O&M | Pending
9f1f6e0c-0e40-42d5-8803-423e45f98a24 | Occupancy Sensor L01-001 | IfcSensor | Asset_Metadata | cobie_mapping.space_name | SP-L01-LOBBY | text |  | JSON/COBie/IFC | Conditional | assets[].cobie_mapping.space_name | BIM/MEP/O&M | Pending
9f1f6e0c-0e40-42d5-8803-423e45f98a24 | Occupancy Sensor L01-001 | IfcSensor | LOI_Manufacturer | manufacturer_data.manufacturer | Generic Manufacturer | text |  | JSON/COBie/IFC | Yes | assets[].manufacturer_data.manufacturer | BIM/MEP/O&M | Pending
9f1f6e0c-0e40-42d5-8803-423e45f98a24 | Occupancy Sensor L01-001 | IfcSensor | LOI_Manufacturer | manufacturer_data.model | Model-Placeholder | text |  | JSON/COBie/IFC | Yes | assets[].manufacturer_data.model | BIM/MEP/O&M | Pending
9f1f6e0c-0e40-42d5-8803-423e45f98a24 | Occupancy Sensor L01-001 | IfcSensor | LOI_Manufacturer | manufacturer_data.serial_number | SN-OCC-L01-001 | text |  | JSON/COBie/IFC | Yes | assets[].manufacturer_data.serial_number | BIM/MEP/O&M | Pending
9f1f6e0c-0e40-42d5-8803-423e45f98a24 | Occupancy Sensor L01-001 | IfcSensor | LOI_Manufacturer | manufacturer_data.installation_date | 2026-05-15 | text |  | JSON/COBie/IFC | Conditional | assets[].manufacturer_data.installation_date | BIM/MEP/O&M | Pending
9f1f6e0c-0e40-42d5-8803-423e45f98a24 | Occupancy Sensor L01-001 | IfcSensor | LOI_Manufacturer | manufacturer_data.warranty_start_date | 2026-06-01 | text |  | JSON/COBie/IFC | Conditional | assets[].manufacturer_data.warranty_start_date | BIM/MEP/O&M | Pending
9f1f6e0c-0e40-42d5-8803-423e45f98a24 | Occupancy Sensor L01-001 | IfcSensor | LOI_Manufacturer | manufacturer_data.warranty_end_date | 2028-06-01 | text |  | JSON/COBie/IFC | Conditional | assets[].manufacturer_data.warranty_end_date | BIM/MEP/O&M | Pending
9f1f6e0c-0e40-42d5-8803-423e45f98a24 | Occupancy Sensor L01-001 | IfcSensor | LOI_Operation_Maintenance | operation_data.maintainable | TRUE | boolean |  | JSON/COBie/IFC | Conditional | assets[].operation_data.maintainable | BIM/MEP/O&M | Pending
9f1f6e0c-0e40-42d5-8803-423e45f98a24 | Occupancy Sensor L01-001 | IfcSensor | LOI_Operation_Maintenance | operation_data.criticality | Medium | text |  | JSON/COBie/IFC | Yes | assets[].operation_data.criticality | BIM/MEP/O&M | Pending
9f1f6e0c-0e40-42d5-8803-423e45f98a24 | Occupancy Sensor L01-001 | IfcSensor | LOI_Operation_Maintenance | operation_data.expected_life_years | 15 | number |  | JSON/COBie/IFC | Conditional | assets[].operation_data.expected_life_years | BIM/MEP/O&M | Pending
9f1f6e0c-0e40-42d5-8803-423e45f98a24 | Occupancy Sensor L01-001 | IfcSensor | LOI_Operation_Maintenance | operation_data.maintenance_strategy | preventive_and_condition_based | text |  | JSON/COBie/IFC | Yes | assets[].operation_data.maintenance_strategy | BIM/MEP/O&M | Pending
9f1f6e0c-0e40-42d5-8803-423e45f98a24 | Occupancy Sensor L01-001 | IfcSensor | LOI_Operation_Maintenance | operation_data.cmms_asset_id | CMMS-OCC-L01-001 | text |  | JSON/COBie/IFC | Yes | assets[].operation_data.cmms_asset_id | BIM/MEP/O&M | Pending
9f1f6e0c-0e40-42d5-8803-423e45f98a24 | Occupancy Sensor L01-001 | IfcSensor | LOI_Operation_Maintenance | operation_data.spare_part_group | SPARE-OCCUPANCY-SENSOR | text |  | JSON/COBie/IFC | Conditional | assets[].operation_data.spare_part_group | BIM/MEP/O&M | Pending
9f1f6e0c-0e40-42d5-8803-423e45f98a24 | Occupancy Sensor L01-001 | IfcSensor | LOI_Operation_Maintenance | operation_data.manual_url | https://example.com/om_manuals/OCC-L01-001.pdf | text |  | JSON/COBie/IFC | Conditional | assets[].operation_data.manual_url | BIM/MEP/O&M | Pending
9f1f6e0c-0e40-42d5-8803-423e45f98a24 | Occupancy Sensor L01-001 | IfcSensor | DTP_Metadata | digital_twin.dt_entity_type | asset | text |  | JSON/COBie/IFC | Conditional | assets[].digital_twin.dt_entity_type | BIM/MEP/O&M | Pending
9f1f6e0c-0e40-42d5-8803-423e45f98a24 | Occupancy Sensor L01-001 | IfcSensor | DTP_Metadata | digital_twin.state_source | BMS/IoT/CMMS | text |  | JSON/COBie/IFC | Conditional | assets[].digital_twin.state_source | BIM/MEP/O&M | Pending
9f1f6e0c-0e40-42d5-8803-423e45f98a24 | Occupancy Sensor L01-001 | IfcSensor | DTP_Metadata | digital_twin.realtime_enabled | TRUE | boolean |  | JSON/COBie/IFC | Conditional | assets[].digital_twin.realtime_enabled | BIM/MEP/O&M | Pending
9f1f6e0c-0e40-42d5-8803-423e45f98a24 | Occupancy Sensor L01-001 | IfcSensor | DTP_Metadata | digital_twin.history_enabled | TRUE | boolean |  | JSON/COBie/IFC | Conditional | assets[].digital_twin.history_enabled | BIM/MEP/O&M | Pending
9f1f6e0c-0e40-42d5-8803-423e45f98a24 | Occupancy Sensor L01-001 | IfcSensor | DTP_Metadata | digital_twin.visual_selectable | TRUE | boolean |  | JSON/COBie/IFC | Conditional | assets[].digital_twin.visual_selectable | BIM/MEP/O&M | Pending
9f1f6e0c-0e40-42d5-8803-423e45f98a24 | Occupancy Sensor L01-001 | IfcSensor | DTP_Metadata | digital_twin.visual_highlight_layer | LAYER-ASSET-OCCUPANCY | text |  | JSON/COBie/IFC | Conditional | assets[].digital_twin.visual_highlight_layer | BIM/MEP/O&M | Pending
9f1f6e0c-0e40-42d5-8803-423e45f98a24 | Occupancy Sensor L01-001 | IfcSensor | Asset_Metadata | tags[0] | occupancy | text |  | JSON/COBie/IFC | Conditional | assets[].tags[0] | BIM/MEP/O&M | Pending
9f1f6e0c-0e40-42d5-8803-423e45f98a24 | Occupancy Sensor L01-001 | IfcSensor | Asset_Metadata | tags[1] | occupancy_sensor | text |  | JSON/COBie/IFC | Conditional | assets[].tags[1] | BIM/MEP/O&M | Pending
9f1f6e0c-0e40-42d5-8803-423e45f98a24 | Occupancy Sensor L01-001 | IfcSensor | Asset_Metadata | tags[2] | occupancysensor | text |  | JSON/COBie/IFC | Conditional | assets[].tags[2] | BIM/MEP/O&M | Pending
ee550c77-9953-4afe-8c48-59e47b68f208 | Indoor Air Quality Sensor L02-001 | IfcSensor | Asset_Metadata | asset_id | IAQ-L02-001 | text |  | JSON/COBie/IFC | Yes | assets[].asset_id | BIM/MEP/O&M | Pending
ee550c77-9953-4afe-8c48-59e47b68f208 | Indoor Air Quality Sensor L02-001 | IfcSensor | Asset_Metadata | asset_name | Indoor Air Quality Sensor L02-001 | text |  | JSON/COBie/IFC | Yes | assets[].asset_name | BIM/MEP/O&M | Pending
ee550c77-9953-4afe-8c48-59e47b68f208 | Indoor Air Quality Sensor L02-001 | IfcSensor | Asset_Metadata | asset_status | in_service | text |  | JSON/COBie/IFC | Conditional | assets[].asset_status | BIM/MEP/O&M | Pending
ee550c77-9953-4afe-8c48-59e47b68f208 | Indoor Air Quality Sensor L02-001 | IfcSensor | Asset_Metadata | system | Environmental Monitoring | text |  | JSON/COBie/IFC | Yes | assets[].system | BIM/MEP/O&M | Pending
ee550c77-9953-4afe-8c48-59e47b68f208 | Indoor Air Quality Sensor L02-001 | IfcSensor | Asset_Metadata | discipline | MEP | text |  | JSON/COBie/IFC | Conditional | assets[].discipline | BIM/MEP/O&M | Pending
ee550c77-9953-4afe-8c48-59e47b68f208 | Indoor Air Quality Sensor L02-001 | IfcSensor | Asset_Metadata | category | IAQ Sensor | text |  | JSON/COBie/IFC | Conditional | assets[].category | BIM/MEP/O&M | Pending
ee550c77-9953-4afe-8c48-59e47b68f208 | Indoor Air Quality Sensor L02-001 | IfcSensor | Asset_Metadata | asset_type | IAQSensor | text |  | JSON/COBie/IFC | Yes | assets[].asset_type | BIM/MEP/O&M | Pending
ee550c77-9953-4afe-8c48-59e47b68f208 | Indoor Air Quality Sensor L02-001 | IfcSensor | LOI_Classification | classification.uniclass_code | placeholder | text |  | JSON/COBie/IFC | Yes | assets[].classification.uniclass_code | BIM/MEP/O&M | Pending
ee550c77-9953-4afe-8c48-59e47b68f208 | Indoor Air Quality Sensor L02-001 | IfcSensor | LOI_Classification | classification.omniclass_code | placeholder | text |  | JSON/COBie/IFC | Yes | assets[].classification.omniclass_code | BIM/MEP/O&M | Pending
ee550c77-9953-4afe-8c48-59e47b68f208 | Indoor Air Quality Sensor L02-001 | IfcSensor | LOI_Classification | classification.local_classification | Environmental Monitoring/IAQ Sensor/IAQSensor | text |  | JSON/COBie/IFC | Conditional | assets[].classification.local_classification | BIM/MEP/O&M | Pending
ee550c77-9953-4afe-8c48-59e47b68f208 | Indoor Air Quality Sensor L02-001 | IfcSensor | LOI_Location | location.facility_id | FAC-OFFICE-TOWER-A | text |  | JSON/COBie/IFC | Conditional | assets[].location.facility_id | BIM/MEP/O&M | Pending
ee550c77-9953-4afe-8c48-59e47b68f208 | Indoor Air Quality Sensor L02-001 | IfcSensor | LOI_Location | location.floor_id | FL-L02 | text |  | JSON/COBie/IFC | Yes | assets[].location.floor_id | BIM/MEP/O&M | Pending
ee550c77-9953-4afe-8c48-59e47b68f208 | Indoor Air Quality Sensor L02-001 | IfcSensor | LOI_Location | location.space_id | SP-L02-OFFICE-A | text |  | JSON/COBie/IFC | Yes | assets[].location.space_id | BIM/MEP/O&M | Pending
ee550c77-9953-4afe-8c48-59e47b68f208 | Indoor Air Quality Sensor L02-001 | IfcSensor | LOI_Location | location.zone_id | ZONE-OFFICE-L02 | text |  | JSON/COBie/IFC | Conditional | assets[].location.zone_id | BIM/MEP/O&M | Pending
ee550c77-9953-4afe-8c48-59e47b68f208 | Indoor Air Quality Sensor L02-001 | IfcSensor | IFC_Core | bim_mapping.ifc_guid | ee550c77-9953-4afe-8c48-59e47b68f208 | text |  | JSON/COBie/IFC | Yes | assets[].bim_mapping.ifc_guid | BIM/MEP/O&M | Pending
ee550c77-9953-4afe-8c48-59e47b68f208 | Indoor Air Quality Sensor L02-001 | IfcSensor | IFC_Core | bim_mapping.ifc_entity | IfcSensor | text |  | JSON/COBie/IFC | Conditional | assets[].bim_mapping.ifc_entity | BIM/MEP/O&M | Pending
ee550c77-9953-4afe-8c48-59e47b68f208 | Indoor Air Quality Sensor L02-001 | IfcSensor | IFC_Core | bim_mapping.ifc_name | Indoor Air Quality Sensor L02-001 | text |  | JSON/COBie/IFC | Conditional | assets[].bim_mapping.ifc_name | BIM/MEP/O&M | Pending
ee550c77-9953-4afe-8c48-59e47b68f208 | Indoor Air Quality Sensor L02-001 | IfcSensor | IFC_Core | bim_mapping.source_model_id | IFC-MEP-001 | text |  | JSON/COBie/IFC | Conditional | assets[].bim_mapping.source_model_id | BIM/MEP/O&M | Pending
ee550c77-9953-4afe-8c48-59e47b68f208 | Indoor Air Quality Sensor L02-001 | IfcSensor | IFC_Core | bim_mapping.global_id_locked | TRUE | boolean |  | JSON/COBie/IFC | Conditional | assets[].bim_mapping.global_id_locked | BIM/MEP/O&M | Pending
ee550c77-9953-4afe-8c48-59e47b68f208 | Indoor Air Quality Sensor L02-001 | IfcSensor | Asset_Metadata | cobie_mapping.component_name | IAQ-L02-001 | text |  | JSON/COBie/IFC | Conditional | assets[].cobie_mapping.component_name | BIM/MEP/O&M | Pending
ee550c77-9953-4afe-8c48-59e47b68f208 | Indoor Air Quality Sensor L02-001 | IfcSensor | Asset_Metadata | cobie_mapping.type_name | IAQSensor | text |  | JSON/COBie/IFC | Conditional | assets[].cobie_mapping.type_name | BIM/MEP/O&M | Pending
ee550c77-9953-4afe-8c48-59e47b68f208 | Indoor Air Quality Sensor L02-001 | IfcSensor | Asset_Metadata | cobie_mapping.system_name | Environmental Monitoring | text |  | JSON/COBie/IFC | Conditional | assets[].cobie_mapping.system_name | BIM/MEP/O&M | Pending
ee550c77-9953-4afe-8c48-59e47b68f208 | Indoor Air Quality Sensor L02-001 | IfcSensor | Asset_Metadata | cobie_mapping.space_name | SP-L02-OFFICE-A | text |  | JSON/COBie/IFC | Conditional | assets[].cobie_mapping.space_name | BIM/MEP/O&M | Pending
ee550c77-9953-4afe-8c48-59e47b68f208 | Indoor Air Quality Sensor L02-001 | IfcSensor | LOI_Manufacturer | manufacturer_data.manufacturer | Generic Manufacturer | text |  | JSON/COBie/IFC | Yes | assets[].manufacturer_data.manufacturer | BIM/MEP/O&M | Pending
ee550c77-9953-4afe-8c48-59e47b68f208 | Indoor Air Quality Sensor L02-001 | IfcSensor | LOI_Manufacturer | manufacturer_data.model | Model-Placeholder | text |  | JSON/COBie/IFC | Yes | assets[].manufacturer_data.model | BIM/MEP/O&M | Pending
ee550c77-9953-4afe-8c48-59e47b68f208 | Indoor Air Quality Sensor L02-001 | IfcSensor | LOI_Manufacturer | manufacturer_data.serial_number | SN-IAQ-L02-001 | text |  | JSON/COBie/IFC | Yes | assets[].manufacturer_data.serial_number | BIM/MEP/O&M | Pending
ee550c77-9953-4afe-8c48-59e47b68f208 | Indoor Air Quality Sensor L02-001 | IfcSensor | LOI_Manufacturer | manufacturer_data.installation_date | 2026-05-15 | text |  | JSON/COBie/IFC | Conditional | assets[].manufacturer_data.installation_date | BIM/MEP/O&M | Pending
ee550c77-9953-4afe-8c48-59e47b68f208 | Indoor Air Quality Sensor L02-001 | IfcSensor | LOI_Manufacturer | manufacturer_data.warranty_start_date | 2026-06-01 | text |  | JSON/COBie/IFC | Conditional | assets[].manufacturer_data.warranty_start_date | BIM/MEP/O&M | Pending
ee550c77-9953-4afe-8c48-59e47b68f208 | Indoor Air Quality Sensor L02-001 | IfcSensor | LOI_Manufacturer | manufacturer_data.warranty_end_date | 2028-06-01 | text |  | JSON/COBie/IFC | Conditional | assets[].manufacturer_data.warranty_end_date | BIM/MEP/O&M | Pending
ee550c77-9953-4afe-8c48-59e47b68f208 | Indoor Air Quality Sensor L02-001 | IfcSensor | LOI_Operation_Maintenance | operation_data.maintainable | TRUE | boolean |  | JSON/COBie/IFC | Conditional | assets[].operation_data.maintainable | BIM/MEP/O&M | Pending
ee550c77-9953-4afe-8c48-59e47b68f208 | Indoor Air Quality Sensor L02-001 | IfcSensor | LOI_Operation_Maintenance | operation_data.criticality | Medium | text |  | JSON/COBie/IFC | Yes | assets[].operation_data.criticality | BIM/MEP/O&M | Pending
ee550c77-9953-4afe-8c48-59e47b68f208 | Indoor Air Quality Sensor L02-001 | IfcSensor | LOI_Operation_Maintenance | operation_data.expected_life_years | 15 | number |  | JSON/COBie/IFC | Conditional | assets[].operation_data.expected_life_years | BIM/MEP/O&M | Pending
ee550c77-9953-4afe-8c48-59e47b68f208 | Indoor Air Quality Sensor L02-001 | IfcSensor | LOI_Operation_Maintenance | operation_data.maintenance_strategy | preventive_and_condition_based | text |  | JSON/COBie/IFC | Yes | assets[].operation_data.maintenance_strategy | BIM/MEP/O&M | Pending
ee550c77-9953-4afe-8c48-59e47b68f208 | Indoor Air Quality Sensor L02-001 | IfcSensor | LOI_Operation_Maintenance | operation_data.cmms_asset_id | CMMS-IAQ-L02-001 | text |  | JSON/COBie/IFC | Yes | assets[].operation_data.cmms_asset_id | BIM/MEP/O&M | Pending
ee550c77-9953-4afe-8c48-59e47b68f208 | Indoor Air Quality Sensor L02-001 | IfcSensor | LOI_Operation_Maintenance | operation_data.spare_part_group | SPARE-IAQ-SENSOR | text |  | JSON/COBie/IFC | Conditional | assets[].operation_data.spare_part_group | BIM/MEP/O&M | Pending
ee550c77-9953-4afe-8c48-59e47b68f208 | Indoor Air Quality Sensor L02-001 | IfcSensor | LOI_Operation_Maintenance | operation_data.manual_url | https://example.com/om_manuals/IAQ-L02-001.pdf | text |  | JSON/COBie/IFC | Conditional | assets[].operation_data.manual_url | BIM/MEP/O&M | Pending
ee550c77-9953-4afe-8c48-59e47b68f208 | Indoor Air Quality Sensor L02-001 | IfcSensor | DTP_Metadata | digital_twin.dt_entity_type | asset | text |  | JSON/COBie/IFC | Conditional | assets[].digital_twin.dt_entity_type | BIM/MEP/O&M | Pending
ee550c77-9953-4afe-8c48-59e47b68f208 | Indoor Air Quality Sensor L02-001 | IfcSensor | DTP_Metadata | digital_twin.state_source | BMS/IoT/CMMS | text |  | JSON/COBie/IFC | Conditional | assets[].digital_twin.state_source | BIM/MEP/O&M | Pending
ee550c77-9953-4afe-8c48-59e47b68f208 | Indoor Air Quality Sensor L02-001 | IfcSensor | DTP_Metadata | digital_twin.realtime_enabled | TRUE | boolean |  | JSON/COBie/IFC | Conditional | assets[].digital_twin.realtime_enabled | BIM/MEP/O&M | Pending
ee550c77-9953-4afe-8c48-59e47b68f208 | Indoor Air Quality Sensor L02-001 | IfcSensor | DTP_Metadata | digital_twin.history_enabled | TRUE | boolean |  | JSON/COBie/IFC | Conditional | assets[].digital_twin.history_enabled | BIM/MEP/O&M | Pending
ee550c77-9953-4afe-8c48-59e47b68f208 | Indoor Air Quality Sensor L02-001 | IfcSensor | DTP_Metadata | digital_twin.visual_selectable | TRUE | boolean |  | JSON/COBie/IFC | Conditional | assets[].digital_twin.visual_selectable | BIM/MEP/O&M | Pending
ee550c77-9953-4afe-8c48-59e47b68f208 | Indoor Air Quality Sensor L02-001 | IfcSensor | DTP_Metadata | digital_twin.visual_highlight_layer | LAYER-ASSET-ENVIRONMENTAL-MONITORING | text |  | JSON/COBie/IFC | Conditional | assets[].digital_twin.visual_highlight_layer | BIM/MEP/O&M | Pending
ee550c77-9953-4afe-8c48-59e47b68f208 | Indoor Air Quality Sensor L02-001 | IfcSensor | Asset_Metadata | tags[0] | environmental_monitoring | text |  | JSON/COBie/IFC | Conditional | assets[].tags[0] | BIM/MEP/O&M | Pending
ee550c77-9953-4afe-8c48-59e47b68f208 | Indoor Air Quality Sensor L02-001 | IfcSensor | Asset_Metadata | tags[1] | iaq_sensor | text |  | JSON/COBie/IFC | Conditional | assets[].tags[1] | BIM/MEP/O&M | Pending
ee550c77-9953-4afe-8c48-59e47b68f208 | Indoor Air Quality Sensor L02-001 | IfcSensor | Asset_Metadata | tags[2] | iaqsensor | text |  | JSON/COBie/IFC | Conditional | assets[].tags[2] | BIM/MEP/O&M | Pending
e1c981d6-df16-4b9d-aea1-65d021cc5c53 | Occupancy Sensor L02-001 | IfcSensor | Asset_Metadata | asset_id | OCC-L02-001 | text |  | JSON/COBie/IFC | Yes | assets[].asset_id | BIM/MEP/O&M | Pending
e1c981d6-df16-4b9d-aea1-65d021cc5c53 | Occupancy Sensor L02-001 | IfcSensor | Asset_Metadata | asset_name | Occupancy Sensor L02-001 | text |  | JSON/COBie/IFC | Yes | assets[].asset_name | BIM/MEP/O&M | Pending
e1c981d6-df16-4b9d-aea1-65d021cc5c53 | Occupancy Sensor L02-001 | IfcSensor | Asset_Metadata | asset_status | in_service | text |  | JSON/COBie/IFC | Conditional | assets[].asset_status | BIM/MEP/O&M | Pending
e1c981d6-df16-4b9d-aea1-65d021cc5c53 | Occupancy Sensor L02-001 | IfcSensor | Asset_Metadata | system | Occupancy | text |  | JSON/COBie/IFC | Yes | assets[].system | BIM/MEP/O&M | Pending
e1c981d6-df16-4b9d-aea1-65d021cc5c53 | Occupancy Sensor L02-001 | IfcSensor | Asset_Metadata | discipline | MEP | text |  | JSON/COBie/IFC | Conditional | assets[].discipline | BIM/MEP/O&M | Pending
e1c981d6-df16-4b9d-aea1-65d021cc5c53 | Occupancy Sensor L02-001 | IfcSensor | Asset_Metadata | category | Occupancy Sensor | text |  | JSON/COBie/IFC | Conditional | assets[].category | BIM/MEP/O&M | Pending
e1c981d6-df16-4b9d-aea1-65d021cc5c53 | Occupancy Sensor L02-001 | IfcSensor | Asset_Metadata | asset_type | OccupancySensor | text |  | JSON/COBie/IFC | Yes | assets[].asset_type | BIM/MEP/O&M | Pending
e1c981d6-df16-4b9d-aea1-65d021cc5c53 | Occupancy Sensor L02-001 | IfcSensor | LOI_Classification | classification.uniclass_code | placeholder | text |  | JSON/COBie/IFC | Yes | assets[].classification.uniclass_code | BIM/MEP/O&M | Pending
e1c981d6-df16-4b9d-aea1-65d021cc5c53 | Occupancy Sensor L02-001 | IfcSensor | LOI_Classification | classification.omniclass_code | placeholder | text |  | JSON/COBie/IFC | Yes | assets[].classification.omniclass_code | BIM/MEP/O&M | Pending
e1c981d6-df16-4b9d-aea1-65d021cc5c53 | Occupancy Sensor L02-001 | IfcSensor | LOI_Classification | classification.local_classification | Occupancy/Occupancy Sensor/OccupancySensor | text |  | JSON/COBie/IFC | Conditional | assets[].classification.local_classification | BIM/MEP/O&M | Pending
e1c981d6-df16-4b9d-aea1-65d021cc5c53 | Occupancy Sensor L02-001 | IfcSensor | LOI_Location | location.facility_id | FAC-OFFICE-TOWER-A | text |  | JSON/COBie/IFC | Conditional | assets[].location.facility_id | BIM/MEP/O&M | Pending
e1c981d6-df16-4b9d-aea1-65d021cc5c53 | Occupancy Sensor L02-001 | IfcSensor | LOI_Location | location.floor_id | FL-L02 | text |  | JSON/COBie/IFC | Yes | assets[].location.floor_id | BIM/MEP/O&M | Pending
e1c981d6-df16-4b9d-aea1-65d021cc5c53 | Occupancy Sensor L02-001 | IfcSensor | LOI_Location | location.space_id | SP-L02-OFFICE-A | text |  | JSON/COBie/IFC | Yes | assets[].location.space_id | BIM/MEP/O&M | Pending
e1c981d6-df16-4b9d-aea1-65d021cc5c53 | Occupancy Sensor L02-001 | IfcSensor | LOI_Location | location.zone_id | ZONE-OFFICE-L02 | text |  | JSON/COBie/IFC | Conditional | assets[].location.zone_id | BIM/MEP/O&M | Pending
e1c981d6-df16-4b9d-aea1-65d021cc5c53 | Occupancy Sensor L02-001 | IfcSensor | IFC_Core | bim_mapping.ifc_guid | e1c981d6-df16-4b9d-aea1-65d021cc5c53 | text |  | JSON/COBie/IFC | Yes | assets[].bim_mapping.ifc_guid | BIM/MEP/O&M | Pending
e1c981d6-df16-4b9d-aea1-65d021cc5c53 | Occupancy Sensor L02-001 | IfcSensor | IFC_Core | bim_mapping.ifc_entity | IfcSensor | text |  | JSON/COBie/IFC | Conditional | assets[].bim_mapping.ifc_entity | BIM/MEP/O&M | Pending
e1c981d6-df16-4b9d-aea1-65d021cc5c53 | Occupancy Sensor L02-001 | IfcSensor | IFC_Core | bim_mapping.ifc_name | Occupancy Sensor L02-001 | text |  | JSON/COBie/IFC | Conditional | assets[].bim_mapping.ifc_name | BIM/MEP/O&M | Pending
e1c981d6-df16-4b9d-aea1-65d021cc5c53 | Occupancy Sensor L02-001 | IfcSensor | IFC_Core | bim_mapping.source_model_id | IFC-MEP-001 | text |  | JSON/COBie/IFC | Conditional | assets[].bim_mapping.source_model_id | BIM/MEP/O&M | Pending
e1c981d6-df16-4b9d-aea1-65d021cc5c53 | Occupancy Sensor L02-001 | IfcSensor | IFC_Core | bim_mapping.global_id_locked | TRUE | boolean |  | JSON/COBie/IFC | Conditional | assets[].bim_mapping.global_id_locked | BIM/MEP/O&M | Pending
e1c981d6-df16-4b9d-aea1-65d021cc5c53 | Occupancy Sensor L02-001 | IfcSensor | Asset_Metadata | cobie_mapping.component_name | OCC-L02-001 | text |  | JSON/COBie/IFC | Conditional | assets[].cobie_mapping.component_name | BIM/MEP/O&M | Pending
e1c981d6-df16-4b9d-aea1-65d021cc5c53 | Occupancy Sensor L02-001 | IfcSensor | Asset_Metadata | cobie_mapping.type_name | OccupancySensor | text |  | JSON/COBie/IFC | Conditional | assets[].cobie_mapping.type_name | BIM/MEP/O&M | Pending
e1c981d6-df16-4b9d-aea1-65d021cc5c53 | Occupancy Sensor L02-001 | IfcSensor | Asset_Metadata | cobie_mapping.system_name | Occupancy | text |  | JSON/COBie/IFC | Conditional | assets[].cobie_mapping.system_name | BIM/MEP/O&M | Pending
e1c981d6-df16-4b9d-aea1-65d021cc5c53 | Occupancy Sensor L02-001 | IfcSensor | Asset_Metadata | cobie_mapping.space_name | SP-L02-OFFICE-A | text |  | JSON/COBie/IFC | Conditional | assets[].cobie_mapping.space_name | BIM/MEP/O&M | Pending
e1c981d6-df16-4b9d-aea1-65d021cc5c53 | Occupancy Sensor L02-001 | IfcSensor | LOI_Manufacturer | manufacturer_data.manufacturer | Generic Manufacturer | text |  | JSON/COBie/IFC | Yes | assets[].manufacturer_data.manufacturer | BIM/MEP/O&M | Pending
e1c981d6-df16-4b9d-aea1-65d021cc5c53 | Occupancy Sensor L02-001 | IfcSensor | LOI_Manufacturer | manufacturer_data.model | Model-Placeholder | text |  | JSON/COBie/IFC | Yes | assets[].manufacturer_data.model | BIM/MEP/O&M | Pending
e1c981d6-df16-4b9d-aea1-65d021cc5c53 | Occupancy Sensor L02-001 | IfcSensor | LOI_Manufacturer | manufacturer_data.serial_number | SN-OCC-L02-001 | text |  | JSON/COBie/IFC | Yes | assets[].manufacturer_data.serial_number | BIM/MEP/O&M | Pending
e1c981d6-df16-4b9d-aea1-65d021cc5c53 | Occupancy Sensor L02-001 | IfcSensor | LOI_Manufacturer | manufacturer_data.installation_date | 2026-05-15 | text |  | JSON/COBie/IFC | Conditional | assets[].manufacturer_data.installation_date | BIM/MEP/O&M | Pending
e1c981d6-df16-4b9d-aea1-65d021cc5c53 | Occupancy Sensor L02-001 | IfcSensor | LOI_Manufacturer | manufacturer_data.warranty_start_date | 2026-06-01 | text |  | JSON/COBie/IFC | Conditional | assets[].manufacturer_data.warranty_start_date | BIM/MEP/O&M | Pending
e1c981d6-df16-4b9d-aea1-65d021cc5c53 | Occupancy Sensor L02-001 | IfcSensor | LOI_Manufacturer | manufacturer_data.warranty_end_date | 2028-06-01 | text |  | JSON/COBie/IFC | Conditional | assets[].manufacturer_data.warranty_end_date | BIM/MEP/O&M | Pending
e1c981d6-df16-4b9d-aea1-65d021cc5c53 | Occupancy Sensor L02-001 | IfcSensor | LOI_Operation_Maintenance | operation_data.maintainable | TRUE | boolean |  | JSON/COBie/IFC | Conditional | assets[].operation_data.maintainable | BIM/MEP/O&M | Pending
e1c981d6-df16-4b9d-aea1-65d021cc5c53 | Occupancy Sensor L02-001 | IfcSensor | LOI_Operation_Maintenance | operation_data.criticality | Medium | text |  | JSON/COBie/IFC | Yes | assets[].operation_data.criticality | BIM/MEP/O&M | Pending
e1c981d6-df16-4b9d-aea1-65d021cc5c53 | Occupancy Sensor L02-001 | IfcSensor | LOI_Operation_Maintenance | operation_data.expected_life_years | 15 | number |  | JSON/COBie/IFC | Conditional | assets[].operation_data.expected_life_years | BIM/MEP/O&M | Pending
e1c981d6-df16-4b9d-aea1-65d021cc5c53 | Occupancy Sensor L02-001 | IfcSensor | LOI_Operation_Maintenance | operation_data.maintenance_strategy | preventive_and_condition_based | text |  | JSON/COBie/IFC | Yes | assets[].operation_data.maintenance_strategy | BIM/MEP/O&M | Pending
e1c981d6-df16-4b9d-aea1-65d021cc5c53 | Occupancy Sensor L02-001 | IfcSensor | LOI_Operation_Maintenance | operation_data.cmms_asset_id | CMMS-OCC-L02-001 | text |  | JSON/COBie/IFC | Yes | assets[].operation_data.cmms_asset_id | BIM/MEP/O&M | Pending
e1c981d6-df16-4b9d-aea1-65d021cc5c53 | Occupancy Sensor L02-001 | IfcSensor | LOI_Operation_Maintenance | operation_data.spare_part_group | SPARE-OCCUPANCY-SENSOR | text |  | JSON/COBie/IFC | Conditional | assets[].operation_data.spare_part_group | BIM/MEP/O&M | Pending
e1c981d6-df16-4b9d-aea1-65d021cc5c53 | Occupancy Sensor L02-001 | IfcSensor | LOI_Operation_Maintenance | operation_data.manual_url | https://example.com/om_manuals/OCC-L02-001.pdf | text |  | JSON/COBie/IFC | Conditional | assets[].operation_data.manual_url | BIM/MEP/O&M | Pending
e1c981d6-df16-4b9d-aea1-65d021cc5c53 | Occupancy Sensor L02-001 | IfcSensor | DTP_Metadata | digital_twin.dt_entity_type | asset | text |  | JSON/COBie/IFC | Conditional | assets[].digital_twin.dt_entity_type | BIM/MEP/O&M | Pending
e1c981d6-df16-4b9d-aea1-65d021cc5c53 | Occupancy Sensor L02-001 | IfcSensor | DTP_Metadata | digital_twin.state_source | BMS/IoT/CMMS | text |  | JSON/COBie/IFC | Conditional | assets[].digital_twin.state_source | BIM/MEP/O&M | Pending
e1c981d6-df16-4b9d-aea1-65d021cc5c53 | Occupancy Sensor L02-001 | IfcSensor | DTP_Metadata | digital_twin.realtime_enabled | TRUE | boolean |  | JSON/COBie/IFC | Conditional | assets[].digital_twin.realtime_enabled | BIM/MEP/O&M | Pending
e1c981d6-df16-4b9d-aea1-65d021cc5c53 | Occupancy Sensor L02-001 | IfcSensor | DTP_Metadata | digital_twin.history_enabled | TRUE | boolean |  | JSON/COBie/IFC | Conditional | assets[].digital_twin.history_enabled | BIM/MEP/O&M | Pending
e1c981d6-df16-4b9d-aea1-65d021cc5c53 | Occupancy Sensor L02-001 | IfcSensor | DTP_Metadata | digital_twin.visual_selectable | TRUE | boolean |  | JSON/COBie/IFC | Conditional | assets[].digital_twin.visual_selectable | BIM/MEP/O&M | Pending
e1c981d6-df16-4b9d-aea1-65d021cc5c53 | Occupancy Sensor L02-001 | IfcSensor | DTP_Metadata | digital_twin.visual_highlight_layer | LAYER-ASSET-OCCUPANCY | text |  | JSON/COBie/IFC | Conditional | assets[].digital_twin.visual_highlight_layer | BIM/MEP/O&M | Pending
e1c981d6-df16-4b9d-aea1-65d021cc5c53 | Occupancy Sensor L02-001 | IfcSensor | Asset_Metadata | tags[0] | occupancy | text |  | JSON/COBie/IFC | Conditional | assets[].tags[0] | BIM/MEP/O&M | Pending
e1c981d6-df16-4b9d-aea1-65d021cc5c53 | Occupancy Sensor L02-001 | IfcSensor | Asset_Metadata | tags[1] | occupancy_sensor | text |  | JSON/COBie/IFC | Conditional | assets[].tags[1] | BIM/MEP/O&M | Pending
e1c981d6-df16-4b9d-aea1-65d021cc5c53 | Occupancy Sensor L02-001 | IfcSensor | Asset_Metadata | tags[2] | occupancysensor | text |  | JSON/COBie/IFC | Conditional | assets[].tags[2] | BIM/MEP/O&M | Pending
593596bd-154c-41d2-8b7a-ce454ed2d864 | Indoor Air Quality Sensor L05-001 | IfcSensor | Asset_Metadata | asset_id | IAQ-L05-001 | text |  | JSON/COBie/IFC | Yes | assets[].asset_id | BIM/MEP/O&M | Pending
593596bd-154c-41d2-8b7a-ce454ed2d864 | Indoor Air Quality Sensor L05-001 | IfcSensor | Asset_Metadata | asset_name | Indoor Air Quality Sensor L05-001 | text |  | JSON/COBie/IFC | Yes | assets[].asset_name | BIM/MEP/O&M | Pending
593596bd-154c-41d2-8b7a-ce454ed2d864 | Indoor Air Quality Sensor L05-001 | IfcSensor | Asset_Metadata | asset_status | in_service | text |  | JSON/COBie/IFC | Conditional | assets[].asset_status | BIM/MEP/O&M | Pending
593596bd-154c-41d2-8b7a-ce454ed2d864 | Indoor Air Quality Sensor L05-001 | IfcSensor | Asset_Metadata | system | Environmental Monitoring | text |  | JSON/COBie/IFC | Yes | assets[].system | BIM/MEP/O&M | Pending
593596bd-154c-41d2-8b7a-ce454ed2d864 | Indoor Air Quality Sensor L05-001 | IfcSensor | Asset_Metadata | discipline | MEP | text |  | JSON/COBie/IFC | Conditional | assets[].discipline | BIM/MEP/O&M | Pending
593596bd-154c-41d2-8b7a-ce454ed2d864 | Indoor Air Quality Sensor L05-001 | IfcSensor | Asset_Metadata | category | IAQ Sensor | text |  | JSON/COBie/IFC | Conditional | assets[].category | BIM/MEP/O&M | Pending
593596bd-154c-41d2-8b7a-ce454ed2d864 | Indoor Air Quality Sensor L05-001 | IfcSensor | Asset_Metadata | asset_type | IAQSensor | text |  | JSON/COBie/IFC | Yes | assets[].asset_type | BIM/MEP/O&M | Pending
593596bd-154c-41d2-8b7a-ce454ed2d864 | Indoor Air Quality Sensor L05-001 | IfcSensor | LOI_Classification | classification.uniclass_code | placeholder | text |  | JSON/COBie/IFC | Yes | assets[].classification.uniclass_code | BIM/MEP/O&M | Pending
593596bd-154c-41d2-8b7a-ce454ed2d864 | Indoor Air Quality Sensor L05-001 | IfcSensor | LOI_Classification | classification.omniclass_code | placeholder | text |  | JSON/COBie/IFC | Yes | assets[].classification.omniclass_code | BIM/MEP/O&M | Pending
593596bd-154c-41d2-8b7a-ce454ed2d864 | Indoor Air Quality Sensor L05-001 | IfcSensor | LOI_Classification | classification.local_classification | Environmental Monitoring/IAQ Sensor/IAQSensor | text |  | JSON/COBie/IFC | Conditional | assets[].classification.local_classification | BIM/MEP/O&M | Pending
593596bd-154c-41d2-8b7a-ce454ed2d864 | Indoor Air Quality Sensor L05-001 | IfcSensor | LOI_Location | location.facility_id | FAC-OFFICE-TOWER-A | text |  | JSON/COBie/IFC | Conditional | assets[].location.facility_id | BIM/MEP/O&M | Pending
593596bd-154c-41d2-8b7a-ce454ed2d864 | Indoor Air Quality Sensor L05-001 | IfcSensor | LOI_Location | location.floor_id | FL-L05 | text |  | JSON/COBie/IFC | Yes | assets[].location.floor_id | BIM/MEP/O&M | Pending
593596bd-154c-41d2-8b7a-ce454ed2d864 | Indoor Air Quality Sensor L05-001 | IfcSensor | LOI_Location | location.space_id | SP-L05-OFFICE-A | text |  | JSON/COBie/IFC | Yes | assets[].location.space_id | BIM/MEP/O&M | Pending
593596bd-154c-41d2-8b7a-ce454ed2d864 | Indoor Air Quality Sensor L05-001 | IfcSensor | LOI_Location | location.zone_id | ZONE-OFFICE-L05 | text |  | JSON/COBie/IFC | Conditional | assets[].location.zone_id | BIM/MEP/O&M | Pending
593596bd-154c-41d2-8b7a-ce454ed2d864 | Indoor Air Quality Sensor L05-001 | IfcSensor | IFC_Core | bim_mapping.ifc_guid | 593596bd-154c-41d2-8b7a-ce454ed2d864 | text |  | JSON/COBie/IFC | Yes | assets[].bim_mapping.ifc_guid | BIM/MEP/O&M | Pending
593596bd-154c-41d2-8b7a-ce454ed2d864 | Indoor Air Quality Sensor L05-001 | IfcSensor | IFC_Core | bim_mapping.ifc_entity | IfcSensor | text |  | JSON/COBie/IFC | Conditional | assets[].bim_mapping.ifc_entity | BIM/MEP/O&M | Pending
593596bd-154c-41d2-8b7a-ce454ed2d864 | Indoor Air Quality Sensor L05-001 | IfcSensor | IFC_Core | bim_mapping.ifc_name | Indoor Air Quality Sensor L05-001 | text |  | JSON/COBie/IFC | Conditional | assets[].bim_mapping.ifc_name | BIM/MEP/O&M | Pending
593596bd-154c-41d2-8b7a-ce454ed2d864 | Indoor Air Quality Sensor L05-001 | IfcSensor | IFC_Core | bim_mapping.source_model_id | IFC-MEP-001 | text |  | JSON/COBie/IFC | Conditional | assets[].bim_mapping.source_model_id | BIM/MEP/O&M | Pending
593596bd-154c-41d2-8b7a-ce454ed2d864 | Indoor Air Quality Sensor L05-001 | IfcSensor | IFC_Core | bim_mapping.global_id_locked | TRUE | boolean |  | JSON/COBie/IFC | Conditional | assets[].bim_mapping.global_id_locked | BIM/MEP/O&M | Pending
593596bd-154c-41d2-8b7a-ce454ed2d864 | Indoor Air Quality Sensor L05-001 | IfcSensor | Asset_Metadata | cobie_mapping.component_name | IAQ-L05-001 | text |  | JSON/COBie/IFC | Conditional | assets[].cobie_mapping.component_name | BIM/MEP/O&M | Pending
593596bd-154c-41d2-8b7a-ce454ed2d864 | Indoor Air Quality Sensor L05-001 | IfcSensor | Asset_Metadata | cobie_mapping.type_name | IAQSensor | text |  | JSON/COBie/IFC | Conditional | assets[].cobie_mapping.type_name | BIM/MEP/O&M | Pending
593596bd-154c-41d2-8b7a-ce454ed2d864 | Indoor Air Quality Sensor L05-001 | IfcSensor | Asset_Metadata | cobie_mapping.system_name | Environmental Monitoring | text |  | JSON/COBie/IFC | Conditional | assets[].cobie_mapping.system_name | BIM/MEP/O&M | Pending
593596bd-154c-41d2-8b7a-ce454ed2d864 | Indoor Air Quality Sensor L05-001 | IfcSensor | Asset_Metadata | cobie_mapping.space_name | SP-L05-OFFICE-A | text |  | JSON/COBie/IFC | Conditional | assets[].cobie_mapping.space_name | BIM/MEP/O&M | Pending
593596bd-154c-41d2-8b7a-ce454ed2d864 | Indoor Air Quality Sensor L05-001 | IfcSensor | LOI_Manufacturer | manufacturer_data.manufacturer | Generic Manufacturer | text |  | JSON/COBie/IFC | Yes | assets[].manufacturer_data.manufacturer | BIM/MEP/O&M | Pending
593596bd-154c-41d2-8b7a-ce454ed2d864 | Indoor Air Quality Sensor L05-001 | IfcSensor | LOI_Manufacturer | manufacturer_data.model | Model-Placeholder | text |  | JSON/COBie/IFC | Yes | assets[].manufacturer_data.model | BIM/MEP/O&M | Pending
593596bd-154c-41d2-8b7a-ce454ed2d864 | Indoor Air Quality Sensor L05-001 | IfcSensor | LOI_Manufacturer | manufacturer_data.serial_number | SN-IAQ-L05-001 | text |  | JSON/COBie/IFC | Yes | assets[].manufacturer_data.serial_number | BIM/MEP/O&M | Pending
593596bd-154c-41d2-8b7a-ce454ed2d864 | Indoor Air Quality Sensor L05-001 | IfcSensor | LOI_Manufacturer | manufacturer_data.installation_date | 2026-05-15 | text |  | JSON/COBie/IFC | Conditional | assets[].manufacturer_data.installation_date | BIM/MEP/O&M | Pending
593596bd-154c-41d2-8b7a-ce454ed2d864 | Indoor Air Quality Sensor L05-001 | IfcSensor | LOI_Manufacturer | manufacturer_data.warranty_start_date | 2026-06-01 | text |  | JSON/COBie/IFC | Conditional | assets[].manufacturer_data.warranty_start_date | BIM/MEP/O&M | Pending
593596bd-154c-41d2-8b7a-ce454ed2d864 | Indoor Air Quality Sensor L05-001 | IfcSensor | LOI_Manufacturer | manufacturer_data.warranty_end_date | 2028-06-01 | text |  | JSON/COBie/IFC | Conditional | assets[].manufacturer_data.warranty_end_date | BIM/MEP/O&M | Pending
593596bd-154c-41d2-8b7a-ce454ed2d864 | Indoor Air Quality Sensor L05-001 | IfcSensor | LOI_Operation_Maintenance | operation_data.maintainable | TRUE | boolean |  | JSON/COBie/IFC | Conditional | assets[].operation_data.maintainable | BIM/MEP/O&M | Pending
593596bd-154c-41d2-8b7a-ce454ed2d864 | Indoor Air Quality Sensor L05-001 | IfcSensor | LOI_Operation_Maintenance | operation_data.criticality | Medium | text |  | JSON/COBie/IFC | Yes | assets[].operation_data.criticality | BIM/MEP/O&M | Pending
593596bd-154c-41d2-8b7a-ce454ed2d864 | Indoor Air Quality Sensor L05-001 | IfcSensor | LOI_Operation_Maintenance | operation_data.expected_life_years | 15 | number |  | JSON/COBie/IFC | Conditional | assets[].operation_data.expected_life_years | BIM/MEP/O&M | Pending
593596bd-154c-41d2-8b7a-ce454ed2d864 | Indoor Air Quality Sensor L05-001 | IfcSensor | LOI_Operation_Maintenance | operation_data.maintenance_strategy | preventive_and_condition_based | text |  | JSON/COBie/IFC | Yes | assets[].operation_data.maintenance_strategy | BIM/MEP/O&M | Pending
593596bd-154c-41d2-8b7a-ce454ed2d864 | Indoor Air Quality Sensor L05-001 | IfcSensor | LOI_Operation_Maintenance | operation_data.cmms_asset_id | CMMS-IAQ-L05-001 | text |  | JSON/COBie/IFC | Yes | assets[].operation_data.cmms_asset_id | BIM/MEP/O&M | Pending
593596bd-154c-41d2-8b7a-ce454ed2d864 | Indoor Air Quality Sensor L05-001 | IfcSensor | LOI_Operation_Maintenance | operation_data.spare_part_group | SPARE-IAQ-SENSOR | text |  | JSON/COBie/IFC | Conditional | assets[].operation_data.spare_part_group | BIM/MEP/O&M | Pending
593596bd-154c-41d2-8b7a-ce454ed2d864 | Indoor Air Quality Sensor L05-001 | IfcSensor | LOI_Operation_Maintenance | operation_data.manual_url | https://example.com/om_manuals/IAQ-L05-001.pdf | text |  | JSON/COBie/IFC | Conditional | assets[].operation_data.manual_url | BIM/MEP/O&M | Pending
593596bd-154c-41d2-8b7a-ce454ed2d864 | Indoor Air Quality Sensor L05-001 | IfcSensor | DTP_Metadata | digital_twin.dt_entity_type | asset | text |  | JSON/COBie/IFC | Conditional | assets[].digital_twin.dt_entity_type | BIM/MEP/O&M | Pending
593596bd-154c-41d2-8b7a-ce454ed2d864 | Indoor Air Quality Sensor L05-001 | IfcSensor | DTP_Metadata | digital_twin.state_source | BMS/IoT/CMMS | text |  | JSON/COBie/IFC | Conditional | assets[].digital_twin.state_source | BIM/MEP/O&M | Pending
593596bd-154c-41d2-8b7a-ce454ed2d864 | Indoor Air Quality Sensor L05-001 | IfcSensor | DTP_Metadata | digital_twin.realtime_enabled | TRUE | boolean |  | JSON/COBie/IFC | Conditional | assets[].digital_twin.realtime_enabled | BIM/MEP/O&M | Pending
593596bd-154c-41d2-8b7a-ce454ed2d864 | Indoor Air Quality Sensor L05-001 | IfcSensor | DTP_Metadata | digital_twin.history_enabled | TRUE | boolean |  | JSON/COBie/IFC | Conditional | assets[].digital_twin.history_enabled | BIM/MEP/O&M | Pending
593596bd-154c-41d2-8b7a-ce454ed2d864 | Indoor Air Quality Sensor L05-001 | IfcSensor | DTP_Metadata | digital_twin.visual_selectable | TRUE | boolean |  | JSON/COBie/IFC | Conditional | assets[].digital_twin.visual_selectable | BIM/MEP/O&M | Pending
593596bd-154c-41d2-8b7a-ce454ed2d864 | Indoor Air Quality Sensor L05-001 | IfcSensor | DTP_Metadata | digital_twin.visual_highlight_layer | LAYER-ASSET-ENVIRONMENTAL-MONITORING | text |  | JSON/COBie/IFC | Conditional | assets[].digital_twin.visual_highlight_layer | BIM/MEP/O&M | Pending
593596bd-154c-41d2-8b7a-ce454ed2d864 | Indoor Air Quality Sensor L05-001 | IfcSensor | Asset_Metadata | tags[0] | environmental_monitoring | text |  | JSON/COBie/IFC | Conditional | assets[].tags[0] | BIM/MEP/O&M | Pending
593596bd-154c-41d2-8b7a-ce454ed2d864 | Indoor Air Quality Sensor L05-001 | IfcSensor | Asset_Metadata | tags[1] | iaq_sensor | text |  | JSON/COBie/IFC | Conditional | assets[].tags[1] | BIM/MEP/O&M | Pending
593596bd-154c-41d2-8b7a-ce454ed2d864 | Indoor Air Quality Sensor L05-001 | IfcSensor | Asset_Metadata | tags[2] | iaqsensor | text |  | JSON/COBie/IFC | Conditional | assets[].tags[2] | BIM/MEP/O&M | Pending
e4323c58-f59a-4f60-9d37-8b98ecc23aeb | Occupancy Sensor L05-001 | IfcSensor | Asset_Metadata | asset_id | OCC-L05-001 | text |  | JSON/COBie/IFC | Yes | assets[].asset_id | BIM/MEP/O&M | Pending
e4323c58-f59a-4f60-9d37-8b98ecc23aeb | Occupancy Sensor L05-001 | IfcSensor | Asset_Metadata | asset_name | Occupancy Sensor L05-001 | text |  | JSON/COBie/IFC | Yes | assets[].asset_name | BIM/MEP/O&M | Pending
e4323c58-f59a-4f60-9d37-8b98ecc23aeb | Occupancy Sensor L05-001 | IfcSensor | Asset_Metadata | asset_status | in_service | text |  | JSON/COBie/IFC | Conditional | assets[].asset_status | BIM/MEP/O&M | Pending
e4323c58-f59a-4f60-9d37-8b98ecc23aeb | Occupancy Sensor L05-001 | IfcSensor | Asset_Metadata | system | Occupancy | text |  | JSON/COBie/IFC | Yes | assets[].system | BIM/MEP/O&M | Pending
e4323c58-f59a-4f60-9d37-8b98ecc23aeb | Occupancy Sensor L05-001 | IfcSensor | Asset_Metadata | discipline | MEP | text |  | JSON/COBie/IFC | Conditional | assets[].discipline | BIM/MEP/O&M | Pending
e4323c58-f59a-4f60-9d37-8b98ecc23aeb | Occupancy Sensor L05-001 | IfcSensor | Asset_Metadata | category | Occupancy Sensor | text |  | JSON/COBie/IFC | Conditional | assets[].category | BIM/MEP/O&M | Pending
e4323c58-f59a-4f60-9d37-8b98ecc23aeb | Occupancy Sensor L05-001 | IfcSensor | Asset_Metadata | asset_type | OccupancySensor | text |  | JSON/COBie/IFC | Yes | assets[].asset_type | BIM/MEP/O&M | Pending
e4323c58-f59a-4f60-9d37-8b98ecc23aeb | Occupancy Sensor L05-001 | IfcSensor | LOI_Classification | classification.uniclass_code | placeholder | text |  | JSON/COBie/IFC | Yes | assets[].classification.uniclass_code | BIM/MEP/O&M | Pending
e4323c58-f59a-4f60-9d37-8b98ecc23aeb | Occupancy Sensor L05-001 | IfcSensor | LOI_Classification | classification.omniclass_code | placeholder | text |  | JSON/COBie/IFC | Yes | assets[].classification.omniclass_code | BIM/MEP/O&M | Pending
e4323c58-f59a-4f60-9d37-8b98ecc23aeb | Occupancy Sensor L05-001 | IfcSensor | LOI_Classification | classification.local_classification | Occupancy/Occupancy Sensor/OccupancySensor | text |  | JSON/COBie/IFC | Conditional | assets[].classification.local_classification | BIM/MEP/O&M | Pending
e4323c58-f59a-4f60-9d37-8b98ecc23aeb | Occupancy Sensor L05-001 | IfcSensor | LOI_Location | location.facility_id | FAC-OFFICE-TOWER-A | text |  | JSON/COBie/IFC | Conditional | assets[].location.facility_id | BIM/MEP/O&M | Pending
e4323c58-f59a-4f60-9d37-8b98ecc23aeb | Occupancy Sensor L05-001 | IfcSensor | LOI_Location | location.floor_id | FL-L05 | text |  | JSON/COBie/IFC | Yes | assets[].location.floor_id | BIM/MEP/O&M | Pending
e4323c58-f59a-4f60-9d37-8b98ecc23aeb | Occupancy Sensor L05-001 | IfcSensor | LOI_Location | location.space_id | SP-L05-OFFICE-A | text |  | JSON/COBie/IFC | Yes | assets[].location.space_id | BIM/MEP/O&M | Pending
e4323c58-f59a-4f60-9d37-8b98ecc23aeb | Occupancy Sensor L05-001 | IfcSensor | LOI_Location | location.zone_id | ZONE-OFFICE-L05 | text |  | JSON/COBie/IFC | Conditional | assets[].location.zone_id | BIM/MEP/O&M | Pending
e4323c58-f59a-4f60-9d37-8b98ecc23aeb | Occupancy Sensor L05-001 | IfcSensor | IFC_Core | bim_mapping.ifc_guid | e4323c58-f59a-4f60-9d37-8b98ecc23aeb | text |  | JSON/COBie/IFC | Yes | assets[].bim_mapping.ifc_guid | BIM/MEP/O&M | Pending
e4323c58-f59a-4f60-9d37-8b98ecc23aeb | Occupancy Sensor L05-001 | IfcSensor | IFC_Core | bim_mapping.ifc_entity | IfcSensor | text |  | JSON/COBie/IFC | Conditional | assets[].bim_mapping.ifc_entity | BIM/MEP/O&M | Pending
e4323c58-f59a-4f60-9d37-8b98ecc23aeb | Occupancy Sensor L05-001 | IfcSensor | IFC_Core | bim_mapping.ifc_name | Occupancy Sensor L05-001 | text |  | JSON/COBie/IFC | Conditional | assets[].bim_mapping.ifc_name | BIM/MEP/O&M | Pending
e4323c58-f59a-4f60-9d37-8b98ecc23aeb | Occupancy Sensor L05-001 | IfcSensor | IFC_Core | bim_mapping.source_model_id | IFC-MEP-001 | text |  | JSON/COBie/IFC | Conditional | assets[].bim_mapping.source_model_id | BIM/MEP/O&M | Pending
e4323c58-f59a-4f60-9d37-8b98ecc23aeb | Occupancy Sensor L05-001 | IfcSensor | IFC_Core | bim_mapping.global_id_locked | TRUE | boolean |  | JSON/COBie/IFC | Conditional | assets[].bim_mapping.global_id_locked | BIM/MEP/O&M | Pending
e4323c58-f59a-4f60-9d37-8b98ecc23aeb | Occupancy Sensor L05-001 | IfcSensor | Asset_Metadata | cobie_mapping.component_name | OCC-L05-001 | text |  | JSON/COBie/IFC | Conditional | assets[].cobie_mapping.component_name | BIM/MEP/O&M | Pending
e4323c58-f59a-4f60-9d37-8b98ecc23aeb | Occupancy Sensor L05-001 | IfcSensor | Asset_Metadata | cobie_mapping.type_name | OccupancySensor | text |  | JSON/COBie/IFC | Conditional | assets[].cobie_mapping.type_name | BIM/MEP/O&M | Pending
e4323c58-f59a-4f60-9d37-8b98ecc23aeb | Occupancy Sensor L05-001 | IfcSensor | Asset_Metadata | cobie_mapping.system_name | Occupancy | text |  | JSON/COBie/IFC | Conditional | assets[].cobie_mapping.system_name | BIM/MEP/O&M | Pending
e4323c58-f59a-4f60-9d37-8b98ecc23aeb | Occupancy Sensor L05-001 | IfcSensor | Asset_Metadata | cobie_mapping.space_name | SP-L05-OFFICE-A | text |  | JSON/COBie/IFC | Conditional | assets[].cobie_mapping.space_name | BIM/MEP/O&M | Pending
e4323c58-f59a-4f60-9d37-8b98ecc23aeb | Occupancy Sensor L05-001 | IfcSensor | LOI_Manufacturer | manufacturer_data.manufacturer | Generic Manufacturer | text |  | JSON/COBie/IFC | Yes | assets[].manufacturer_data.manufacturer | BIM/MEP/O&M | Pending
e4323c58-f59a-4f60-9d37-8b98ecc23aeb | Occupancy Sensor L05-001 | IfcSensor | LOI_Manufacturer | manufacturer_data.model | Model-Placeholder | text |  | JSON/COBie/IFC | Yes | assets[].manufacturer_data.model | BIM/MEP/O&M | Pending
e4323c58-f59a-4f60-9d37-8b98ecc23aeb | Occupancy Sensor L05-001 | IfcSensor | LOI_Manufacturer | manufacturer_data.serial_number | SN-OCC-L05-001 | text |  | JSON/COBie/IFC | Yes | assets[].manufacturer_data.serial_number | BIM/MEP/O&M | Pending
e4323c58-f59a-4f60-9d37-8b98ecc23aeb | Occupancy Sensor L05-001 | IfcSensor | LOI_Manufacturer | manufacturer_data.installation_date | 2026-05-15 | text |  | JSON/COBie/IFC | Conditional | assets[].manufacturer_data.installation_date | BIM/MEP/O&M | Pending
e4323c58-f59a-4f60-9d37-8b98ecc23aeb | Occupancy Sensor L05-001 | IfcSensor | LOI_Manufacturer | manufacturer_data.warranty_start_date | 2026-06-01 | text |  | JSON/COBie/IFC | Conditional | assets[].manufacturer_data.warranty_start_date | BIM/MEP/O&M | Pending
e4323c58-f59a-4f60-9d37-8b98ecc23aeb | Occupancy Sensor L05-001 | IfcSensor | LOI_Manufacturer | manufacturer_data.warranty_end_date | 2028-06-01 | text |  | JSON/COBie/IFC | Conditional | assets[].manufacturer_data.warranty_end_date | BIM/MEP/O&M | Pending
e4323c58-f59a-4f60-9d37-8b98ecc23aeb | Occupancy Sensor L05-001 | IfcSensor | LOI_Operation_Maintenance | operation_data.maintainable | TRUE | boolean |  | JSON/COBie/IFC | Conditional | assets[].operation_data.maintainable | BIM/MEP/O&M | Pending
e4323c58-f59a-4f60-9d37-8b98ecc23aeb | Occupancy Sensor L05-001 | IfcSensor | LOI_Operation_Maintenance | operation_data.criticality | Medium | text |  | JSON/COBie/IFC | Yes | assets[].operation_data.criticality | BIM/MEP/O&M | Pending
e4323c58-f59a-4f60-9d37-8b98ecc23aeb | Occupancy Sensor L05-001 | IfcSensor | LOI_Operation_Maintenance | operation_data.expected_life_years | 15 | number |  | JSON/COBie/IFC | Conditional | assets[].operation_data.expected_life_years | BIM/MEP/O&M | Pending
e4323c58-f59a-4f60-9d37-8b98ecc23aeb | Occupancy Sensor L05-001 | IfcSensor | LOI_Operation_Maintenance | operation_data.maintenance_strategy | preventive_and_condition_based | text |  | JSON/COBie/IFC | Yes | assets[].operation_data.maintenance_strategy | BIM/MEP/O&M | Pending
e4323c58-f59a-4f60-9d37-8b98ecc23aeb | Occupancy Sensor L05-001 | IfcSensor | LOI_Operation_Maintenance | operation_data.cmms_asset_id | CMMS-OCC-L05-001 | text |  | JSON/COBie/IFC | Yes | assets[].operation_data.cmms_asset_id | BIM/MEP/O&M | Pending
e4323c58-f59a-4f60-9d37-8b98ecc23aeb | Occupancy Sensor L05-001 | IfcSensor | LOI_Operation_Maintenance | operation_data.spare_part_group | SPARE-OCCUPANCY-SENSOR | text |  | JSON/COBie/IFC | Conditional | assets[].operation_data.spare_part_group | BIM/MEP/O&M | Pending
e4323c58-f59a-4f60-9d37-8b98ecc23aeb | Occupancy Sensor L05-001 | IfcSensor | LOI_Operation_Maintenance | operation_data.manual_url | https://example.com/om_manuals/OCC-L05-001.pdf | text |  | JSON/COBie/IFC | Conditional | assets[].operation_data.manual_url | BIM/MEP/O&M | Pending
e4323c58-f59a-4f60-9d37-8b98ecc23aeb | Occupancy Sensor L05-001 | IfcSensor | DTP_Metadata | digital_twin.dt_entity_type | asset | text |  | JSON/COBie/IFC | Conditional | assets[].digital_twin.dt_entity_type | BIM/MEP/O&M | Pending
e4323c58-f59a-4f60-9d37-8b98ecc23aeb | Occupancy Sensor L05-001 | IfcSensor | DTP_Metadata | digital_twin.state_source | BMS/IoT/CMMS | text |  | JSON/COBie/IFC | Conditional | assets[].digital_twin.state_source | BIM/MEP/O&M | Pending
e4323c58-f59a-4f60-9d37-8b98ecc23aeb | Occupancy Sensor L05-001 | IfcSensor | DTP_Metadata | digital_twin.realtime_enabled | TRUE | boolean |  | JSON/COBie/IFC | Conditional | assets[].digital_twin.realtime_enabled | BIM/MEP/O&M | Pending
e4323c58-f59a-4f60-9d37-8b98ecc23aeb | Occupancy Sensor L05-001 | IfcSensor | DTP_Metadata | digital_twin.history_enabled | TRUE | boolean |  | JSON/COBie/IFC | Conditional | assets[].digital_twin.history_enabled | BIM/MEP/O&M | Pending
e4323c58-f59a-4f60-9d37-8b98ecc23aeb | Occupancy Sensor L05-001 | IfcSensor | DTP_Metadata | digital_twin.visual_selectable | TRUE | boolean |  | JSON/COBie/IFC | Conditional | assets[].digital_twin.visual_selectable | BIM/MEP/O&M | Pending
e4323c58-f59a-4f60-9d37-8b98ecc23aeb | Occupancy Sensor L05-001 | IfcSensor | DTP_Metadata | digital_twin.visual_highlight_layer | LAYER-ASSET-OCCUPANCY | text |  | JSON/COBie/IFC | Conditional | assets[].digital_twin.visual_highlight_layer | BIM/MEP/O&M | Pending
e4323c58-f59a-4f60-9d37-8b98ecc23aeb | Occupancy Sensor L05-001 | IfcSensor | Asset_Metadata | tags[0] | occupancy | text |  | JSON/COBie/IFC | Conditional | assets[].tags[0] | BIM/MEP/O&M | Pending
e4323c58-f59a-4f60-9d37-8b98ecc23aeb | Occupancy Sensor L05-001 | IfcSensor | Asset_Metadata | tags[1] | occupancy_sensor | text |  | JSON/COBie/IFC | Conditional | assets[].tags[1] | BIM/MEP/O&M | Pending
e4323c58-f59a-4f60-9d37-8b98ecc23aeb | Occupancy Sensor L05-001 | IfcSensor | Asset_Metadata | tags[2] | occupancysensor | text |  | JSON/COBie/IFC | Conditional | assets[].tags[2] | BIM/MEP/O&M | Pending
10a31c7f-a8fa-4d3d-b93f-210aafa11166 | Indoor Air Quality Sensor L10-001 | IfcSensor | Asset_Metadata | asset_id | IAQ-L10-001 | text |  | JSON/COBie/IFC | Yes | assets[].asset_id | BIM/MEP/O&M | Pending
10a31c7f-a8fa-4d3d-b93f-210aafa11166 | Indoor Air Quality Sensor L10-001 | IfcSensor | Asset_Metadata | asset_name | Indoor Air Quality Sensor L10-001 | text |  | JSON/COBie/IFC | Yes | assets[].asset_name | BIM/MEP/O&M | Pending
10a31c7f-a8fa-4d3d-b93f-210aafa11166 | Indoor Air Quality Sensor L10-001 | IfcSensor | Asset_Metadata | asset_status | in_service | text |  | JSON/COBie/IFC | Conditional | assets[].asset_status | BIM/MEP/O&M | Pending
10a31c7f-a8fa-4d3d-b93f-210aafa11166 | Indoor Air Quality Sensor L10-001 | IfcSensor | Asset_Metadata | system | Environmental Monitoring | text |  | JSON/COBie/IFC | Yes | assets[].system | BIM/MEP/O&M | Pending
10a31c7f-a8fa-4d3d-b93f-210aafa11166 | Indoor Air Quality Sensor L10-001 | IfcSensor | Asset_Metadata | discipline | MEP | text |  | JSON/COBie/IFC | Conditional | assets[].discipline | BIM/MEP/O&M | Pending
10a31c7f-a8fa-4d3d-b93f-210aafa11166 | Indoor Air Quality Sensor L10-001 | IfcSensor | Asset_Metadata | category | IAQ Sensor | text |  | JSON/COBie/IFC | Conditional | assets[].category | BIM/MEP/O&M | Pending
10a31c7f-a8fa-4d3d-b93f-210aafa11166 | Indoor Air Quality Sensor L10-001 | IfcSensor | Asset_Metadata | asset_type | IAQSensor | text |  | JSON/COBie/IFC | Yes | assets[].asset_type | BIM/MEP/O&M | Pending
10a31c7f-a8fa-4d3d-b93f-210aafa11166 | Indoor Air Quality Sensor L10-001 | IfcSensor | LOI_Classification | classification.uniclass_code | placeholder | text |  | JSON/COBie/IFC | Yes | assets[].classification.uniclass_code | BIM/MEP/O&M | Pending
10a31c7f-a8fa-4d3d-b93f-210aafa11166 | Indoor Air Quality Sensor L10-001 | IfcSensor | LOI_Classification | classification.omniclass_code | placeholder | text |  | JSON/COBie/IFC | Yes | assets[].classification.omniclass_code | BIM/MEP/O&M | Pending
10a31c7f-a8fa-4d3d-b93f-210aafa11166 | Indoor Air Quality Sensor L10-001 | IfcSensor | LOI_Classification | classification.local_classification | Environmental Monitoring/IAQ Sensor/IAQSensor | text |  | JSON/COBie/IFC | Conditional | assets[].classification.local_classification | BIM/MEP/O&M | Pending
10a31c7f-a8fa-4d3d-b93f-210aafa11166 | Indoor Air Quality Sensor L10-001 | IfcSensor | LOI_Location | location.facility_id | FAC-OFFICE-TOWER-A | text |  | JSON/COBie/IFC | Conditional | assets[].location.facility_id | BIM/MEP/O&M | Pending
10a31c7f-a8fa-4d3d-b93f-210aafa11166 | Indoor Air Quality Sensor L10-001 | IfcSensor | LOI_Location | location.floor_id | FL-L10 | text |  | JSON/COBie/IFC | Yes | assets[].location.floor_id | BIM/MEP/O&M | Pending
10a31c7f-a8fa-4d3d-b93f-210aafa11166 | Indoor Air Quality Sensor L10-001 | IfcSensor | LOI_Location | location.space_id | SP-L10-OFFICE-A | text |  | JSON/COBie/IFC | Yes | assets[].location.space_id | BIM/MEP/O&M | Pending
10a31c7f-a8fa-4d3d-b93f-210aafa11166 | Indoor Air Quality Sensor L10-001 | IfcSensor | LOI_Location | location.zone_id | ZONE-OFFICE-L10 | text |  | JSON/COBie/IFC | Conditional | assets[].location.zone_id | BIM/MEP/O&M | Pending
10a31c7f-a8fa-4d3d-b93f-210aafa11166 | Indoor Air Quality Sensor L10-001 | IfcSensor | IFC_Core | bim_mapping.ifc_guid | 10a31c7f-a8fa-4d3d-b93f-210aafa11166 | text |  | JSON/COBie/IFC | Yes | assets[].bim_mapping.ifc_guid | BIM/MEP/O&M | Pending
10a31c7f-a8fa-4d3d-b93f-210aafa11166 | Indoor Air Quality Sensor L10-001 | IfcSensor | IFC_Core | bim_mapping.ifc_entity | IfcSensor | text |  | JSON/COBie/IFC | Conditional | assets[].bim_mapping.ifc_entity | BIM/MEP/O&M | Pending
10a31c7f-a8fa-4d3d-b93f-210aafa11166 | Indoor Air Quality Sensor L10-001 | IfcSensor | IFC_Core | bim_mapping.ifc_name | Indoor Air Quality Sensor L10-001 | text |  | JSON/COBie/IFC | Conditional | assets[].bim_mapping.ifc_name | BIM/MEP/O&M | Pending
10a31c7f-a8fa-4d3d-b93f-210aafa11166 | Indoor Air Quality Sensor L10-001 | IfcSensor | IFC_Core | bim_mapping.source_model_id | IFC-MEP-001 | text |  | JSON/COBie/IFC | Conditional | assets[].bim_mapping.source_model_id | BIM/MEP/O&M | Pending
10a31c7f-a8fa-4d3d-b93f-210aafa11166 | Indoor Air Quality Sensor L10-001 | IfcSensor | IFC_Core | bim_mapping.global_id_locked | TRUE | boolean |  | JSON/COBie/IFC | Conditional | assets[].bim_mapping.global_id_locked | BIM/MEP/O&M | Pending
10a31c7f-a8fa-4d3d-b93f-210aafa11166 | Indoor Air Quality Sensor L10-001 | IfcSensor | Asset_Metadata | cobie_mapping.component_name | IAQ-L10-001 | text |  | JSON/COBie/IFC | Conditional | assets[].cobie_mapping.component_name | BIM/MEP/O&M | Pending
10a31c7f-a8fa-4d3d-b93f-210aafa11166 | Indoor Air Quality Sensor L10-001 | IfcSensor | Asset_Metadata | cobie_mapping.type_name | IAQSensor | text |  | JSON/COBie/IFC | Conditional | assets[].cobie_mapping.type_name | BIM/MEP/O&M | Pending
10a31c7f-a8fa-4d3d-b93f-210aafa11166 | Indoor Air Quality Sensor L10-001 | IfcSensor | Asset_Metadata | cobie_mapping.system_name | Environmental Monitoring | text |  | JSON/COBie/IFC | Conditional | assets[].cobie_mapping.system_name | BIM/MEP/O&M | Pending
10a31c7f-a8fa-4d3d-b93f-210aafa11166 | Indoor Air Quality Sensor L10-001 | IfcSensor | Asset_Metadata | cobie_mapping.space_name | SP-L10-OFFICE-A | text |  | JSON/COBie/IFC | Conditional | assets[].cobie_mapping.space_name | BIM/MEP/O&M | Pending
10a31c7f-a8fa-4d3d-b93f-210aafa11166 | Indoor Air Quality Sensor L10-001 | IfcSensor | LOI_Manufacturer | manufacturer_data.manufacturer | Generic Manufacturer | text |  | JSON/COBie/IFC | Yes | assets[].manufacturer_data.manufacturer | BIM/MEP/O&M | Pending
10a31c7f-a8fa-4d3d-b93f-210aafa11166 | Indoor Air Quality Sensor L10-001 | IfcSensor | LOI_Manufacturer | manufacturer_data.model | Model-Placeholder | text |  | JSON/COBie/IFC | Yes | assets[].manufacturer_data.model | BIM/MEP/O&M | Pending
10a31c7f-a8fa-4d3d-b93f-210aafa11166 | Indoor Air Quality Sensor L10-001 | IfcSensor | LOI_Manufacturer | manufacturer_data.serial_number | SN-IAQ-L10-001 | text |  | JSON/COBie/IFC | Yes | assets[].manufacturer_data.serial_number | BIM/MEP/O&M | Pending
10a31c7f-a8fa-4d3d-b93f-210aafa11166 | Indoor Air Quality Sensor L10-001 | IfcSensor | LOI_Manufacturer | manufacturer_data.installation_date | 2026-05-15 | text |  | JSON/COBie/IFC | Conditional | assets[].manufacturer_data.installation_date | BIM/MEP/O&M | Pending
10a31c7f-a8fa-4d3d-b93f-210aafa11166 | Indoor Air Quality Sensor L10-001 | IfcSensor | LOI_Manufacturer | manufacturer_data.warranty_start_date | 2026-06-01 | text |  | JSON/COBie/IFC | Conditional | assets[].manufacturer_data.warranty_start_date | BIM/MEP/O&M | Pending
10a31c7f-a8fa-4d3d-b93f-210aafa11166 | Indoor Air Quality Sensor L10-001 | IfcSensor | LOI_Manufacturer | manufacturer_data.warranty_end_date | 2028-06-01 | text |  | JSON/COBie/IFC | Conditional | assets[].manufacturer_data.warranty_end_date | BIM/MEP/O&M | Pending
10a31c7f-a8fa-4d3d-b93f-210aafa11166 | Indoor Air Quality Sensor L10-001 | IfcSensor | LOI_Operation_Maintenance | operation_data.maintainable | TRUE | boolean |  | JSON/COBie/IFC | Conditional | assets[].operation_data.maintainable | BIM/MEP/O&M | Pending
10a31c7f-a8fa-4d3d-b93f-210aafa11166 | Indoor Air Quality Sensor L10-001 | IfcSensor | LOI_Operation_Maintenance | operation_data.criticality | Medium | text |  | JSON/COBie/IFC | Yes | assets[].operation_data.criticality | BIM/MEP/O&M | Pending
10a31c7f-a8fa-4d3d-b93f-210aafa11166 | Indoor Air Quality Sensor L10-001 | IfcSensor | LOI_Operation_Maintenance | operation_data.expected_life_years | 15 | number |  | JSON/COBie/IFC | Conditional | assets[].operation_data.expected_life_years | BIM/MEP/O&M | Pending
10a31c7f-a8fa-4d3d-b93f-210aafa11166 | Indoor Air Quality Sensor L10-001 | IfcSensor | LOI_Operation_Maintenance | operation_data.maintenance_strategy | preventive_and_condition_based | text |  | JSON/COBie/IFC | Yes | assets[].operation_data.maintenance_strategy | BIM/MEP/O&M | Pending
10a31c7f-a8fa-4d3d-b93f-210aafa11166 | Indoor Air Quality Sensor L10-001 | IfcSensor | LOI_Operation_Maintenance | operation_data.cmms_asset_id | CMMS-IAQ-L10-001 | text |  | JSON/COBie/IFC | Yes | assets[].operation_data.cmms_asset_id | BIM/MEP/O&M | Pending
10a31c7f-a8fa-4d3d-b93f-210aafa11166 | Indoor Air Quality Sensor L10-001 | IfcSensor | LOI_Operation_Maintenance | operation_data.spare_part_group | SPARE-IAQ-SENSOR | text |  | JSON/COBie/IFC | Conditional | assets[].operation_data.spare_part_group | BIM/MEP/O&M | Pending
10a31c7f-a8fa-4d3d-b93f-210aafa11166 | Indoor Air Quality Sensor L10-001 | IfcSensor | LOI_Operation_Maintenance | operation_data.manual_url | https://example.com/om_manuals/IAQ-L10-001.pdf | text |  | JSON/COBie/IFC | Conditional | assets[].operation_data.manual_url | BIM/MEP/O&M | Pending
10a31c7f-a8fa-4d3d-b93f-210aafa11166 | Indoor Air Quality Sensor L10-001 | IfcSensor | DTP_Metadata | digital_twin.dt_entity_type | asset | text |  | JSON/COBie/IFC | Conditional | assets[].digital_twin.dt_entity_type | BIM/MEP/O&M | Pending
10a31c7f-a8fa-4d3d-b93f-210aafa11166 | Indoor Air Quality Sensor L10-001 | IfcSensor | DTP_Metadata | digital_twin.state_source | BMS/IoT/CMMS | text |  | JSON/COBie/IFC | Conditional | assets[].digital_twin.state_source | BIM/MEP/O&M | Pending
10a31c7f-a8fa-4d3d-b93f-210aafa11166 | Indoor Air Quality Sensor L10-001 | IfcSensor | DTP_Metadata | digital_twin.realtime_enabled | TRUE | boolean |  | JSON/COBie/IFC | Conditional | assets[].digital_twin.realtime_enabled | BIM/MEP/O&M | Pending
10a31c7f-a8fa-4d3d-b93f-210aafa11166 | Indoor Air Quality Sensor L10-001 | IfcSensor | DTP_Metadata | digital_twin.history_enabled | TRUE | boolean |  | JSON/COBie/IFC | Conditional | assets[].digital_twin.history_enabled | BIM/MEP/O&M | Pending
10a31c7f-a8fa-4d3d-b93f-210aafa11166 | Indoor Air Quality Sensor L10-001 | IfcSensor | DTP_Metadata | digital_twin.visual_selectable | TRUE | boolean |  | JSON/COBie/IFC | Conditional | assets[].digital_twin.visual_selectable | BIM/MEP/O&M | Pending
10a31c7f-a8fa-4d3d-b93f-210aafa11166 | Indoor Air Quality Sensor L10-001 | IfcSensor | DTP_Metadata | digital_twin.visual_highlight_layer | LAYER-ASSET-ENVIRONMENTAL-MONITORING | text |  | JSON/COBie/IFC | Conditional | assets[].digital_twin.visual_highlight_layer | BIM/MEP/O&M | Pending
10a31c7f-a8fa-4d3d-b93f-210aafa11166 | Indoor Air Quality Sensor L10-001 | IfcSensor | Asset_Metadata | tags[0] | environmental_monitoring | text |  | JSON/COBie/IFC | Conditional | assets[].tags[0] | BIM/MEP/O&M | Pending
10a31c7f-a8fa-4d3d-b93f-210aafa11166 | Indoor Air Quality Sensor L10-001 | IfcSensor | Asset_Metadata | tags[1] | iaq_sensor | text |  | JSON/COBie/IFC | Conditional | assets[].tags[1] | BIM/MEP/O&M | Pending
10a31c7f-a8fa-4d3d-b93f-210aafa11166 | Indoor Air Quality Sensor L10-001 | IfcSensor | Asset_Metadata | tags[2] | iaqsensor | text |  | JSON/COBie/IFC | Conditional | assets[].tags[2] | BIM/MEP/O&M | Pending
f7bd85c8-4960-4640-a68d-30bda1c11a9e | Occupancy Sensor L10-001 | IfcSensor | Asset_Metadata | asset_id | OCC-L10-001 | text |  | JSON/COBie/IFC | Yes | assets[].asset_id | BIM/MEP/O&M | Pending
f7bd85c8-4960-4640-a68d-30bda1c11a9e | Occupancy Sensor L10-001 | IfcSensor | Asset_Metadata | asset_name | Occupancy Sensor L10-001 | text |  | JSON/COBie/IFC | Yes | assets[].asset_name | BIM/MEP/O&M | Pending
f7bd85c8-4960-4640-a68d-30bda1c11a9e | Occupancy Sensor L10-001 | IfcSensor | Asset_Metadata | asset_status | in_service | text |  | JSON/COBie/IFC | Conditional | assets[].asset_status | BIM/MEP/O&M | Pending
f7bd85c8-4960-4640-a68d-30bda1c11a9e | Occupancy Sensor L10-001 | IfcSensor | Asset_Metadata | system | Occupancy | text |  | JSON/COBie/IFC | Yes | assets[].system | BIM/MEP/O&M | Pending
f7bd85c8-4960-4640-a68d-30bda1c11a9e | Occupancy Sensor L10-001 | IfcSensor | Asset_Metadata | discipline | MEP | text |  | JSON/COBie/IFC | Conditional | assets[].discipline | BIM/MEP/O&M | Pending
f7bd85c8-4960-4640-a68d-30bda1c11a9e | Occupancy Sensor L10-001 | IfcSensor | Asset_Metadata | category | Occupancy Sensor | text |  | JSON/COBie/IFC | Conditional | assets[].category | BIM/MEP/O&M | Pending
f7bd85c8-4960-4640-a68d-30bda1c11a9e | Occupancy Sensor L10-001 | IfcSensor | Asset_Metadata | asset_type | OccupancySensor | text |  | JSON/COBie/IFC | Yes | assets[].asset_type | BIM/MEP/O&M | Pending
f7bd85c8-4960-4640-a68d-30bda1c11a9e | Occupancy Sensor L10-001 | IfcSensor | LOI_Classification | classification.uniclass_code | placeholder | text |  | JSON/COBie/IFC | Yes | assets[].classification.uniclass_code | BIM/MEP/O&M | Pending
f7bd85c8-4960-4640-a68d-30bda1c11a9e | Occupancy Sensor L10-001 | IfcSensor | LOI_Classification | classification.omniclass_code | placeholder | text |  | JSON/COBie/IFC | Yes | assets[].classification.omniclass_code | BIM/MEP/O&M | Pending
f7bd85c8-4960-4640-a68d-30bda1c11a9e | Occupancy Sensor L10-001 | IfcSensor | LOI_Classification | classification.local_classification | Occupancy/Occupancy Sensor/OccupancySensor | text |  | JSON/COBie/IFC | Conditional | assets[].classification.local_classification | BIM/MEP/O&M | Pending
f7bd85c8-4960-4640-a68d-30bda1c11a9e | Occupancy Sensor L10-001 | IfcSensor | LOI_Location | location.facility_id | FAC-OFFICE-TOWER-A | text |  | JSON/COBie/IFC | Conditional | assets[].location.facility_id | BIM/MEP/O&M | Pending
f7bd85c8-4960-4640-a68d-30bda1c11a9e | Occupancy Sensor L10-001 | IfcSensor | LOI_Location | location.floor_id | FL-L10 | text |  | JSON/COBie/IFC | Yes | assets[].location.floor_id | BIM/MEP/O&M | Pending
f7bd85c8-4960-4640-a68d-30bda1c11a9e | Occupancy Sensor L10-001 | IfcSensor | LOI_Location | location.space_id | SP-L10-OFFICE-A | text |  | JSON/COBie/IFC | Yes | assets[].location.space_id | BIM/MEP/O&M | Pending
f7bd85c8-4960-4640-a68d-30bda1c11a9e | Occupancy Sensor L10-001 | IfcSensor | LOI_Location | location.zone_id | ZONE-OFFICE-L10 | text |  | JSON/COBie/IFC | Conditional | assets[].location.zone_id | BIM/MEP/O&M | Pending
f7bd85c8-4960-4640-a68d-30bda1c11a9e | Occupancy Sensor L10-001 | IfcSensor | IFC_Core | bim_mapping.ifc_guid | f7bd85c8-4960-4640-a68d-30bda1c11a9e | text |  | JSON/COBie/IFC | Yes | assets[].bim_mapping.ifc_guid | BIM/MEP/O&M | Pending
f7bd85c8-4960-4640-a68d-30bda1c11a9e | Occupancy Sensor L10-001 | IfcSensor | IFC_Core | bim_mapping.ifc_entity | IfcSensor | text |  | JSON/COBie/IFC | Conditional | assets[].bim_mapping.ifc_entity | BIM/MEP/O&M | Pending
f7bd85c8-4960-4640-a68d-30bda1c11a9e | Occupancy Sensor L10-001 | IfcSensor | IFC_Core | bim_mapping.ifc_name | Occupancy Sensor L10-001 | text |  | JSON/COBie/IFC | Conditional | assets[].bim_mapping.ifc_name | BIM/MEP/O&M | Pending
f7bd85c8-4960-4640-a68d-30bda1c11a9e | Occupancy Sensor L10-001 | IfcSensor | IFC_Core | bim_mapping.source_model_id | IFC-MEP-001 | text |  | JSON/COBie/IFC | Conditional | assets[].bim_mapping.source_model_id | BIM/MEP/O&M | Pending
f7bd85c8-4960-4640-a68d-30bda1c11a9e | Occupancy Sensor L10-001 | IfcSensor | IFC_Core | bim_mapping.global_id_locked | TRUE | boolean |  | JSON/COBie/IFC | Conditional | assets[].bim_mapping.global_id_locked | BIM/MEP/O&M | Pending
f7bd85c8-4960-4640-a68d-30bda1c11a9e | Occupancy Sensor L10-001 | IfcSensor | Asset_Metadata | cobie_mapping.component_name | OCC-L10-001 | text |  | JSON/COBie/IFC | Conditional | assets[].cobie_mapping.component_name | BIM/MEP/O&M | Pending
f7bd85c8-4960-4640-a68d-30bda1c11a9e | Occupancy Sensor L10-001 | IfcSensor | Asset_Metadata | cobie_mapping.type_name | OccupancySensor | text |  | JSON/COBie/IFC | Conditional | assets[].cobie_mapping.type_name | BIM/MEP/O&M | Pending
f7bd85c8-4960-4640-a68d-30bda1c11a9e | Occupancy Sensor L10-001 | IfcSensor | Asset_Metadata | cobie_mapping.system_name | Occupancy | text |  | JSON/COBie/IFC | Conditional | assets[].cobie_mapping.system_name | BIM/MEP/O&M | Pending
f7bd85c8-4960-4640-a68d-30bda1c11a9e | Occupancy Sensor L10-001 | IfcSensor | Asset_Metadata | cobie_mapping.space_name | SP-L10-OFFICE-A | text |  | JSON/COBie/IFC | Conditional | assets[].cobie_mapping.space_name | BIM/MEP/O&M | Pending
f7bd85c8-4960-4640-a68d-30bda1c11a9e | Occupancy Sensor L10-001 | IfcSensor | LOI_Manufacturer | manufacturer_data.manufacturer | Generic Manufacturer | text |  | JSON/COBie/IFC | Yes | assets[].manufacturer_data.manufacturer | BIM/MEP/O&M | Pending
f7bd85c8-4960-4640-a68d-30bda1c11a9e | Occupancy Sensor L10-001 | IfcSensor | LOI_Manufacturer | manufacturer_data.model | Model-Placeholder | text |  | JSON/COBie/IFC | Yes | assets[].manufacturer_data.model | BIM/MEP/O&M | Pending
f7bd85c8-4960-4640-a68d-30bda1c11a9e | Occupancy Sensor L10-001 | IfcSensor | LOI_Manufacturer | manufacturer_data.serial_number | SN-OCC-L10-001 | text |  | JSON/COBie/IFC | Yes | assets[].manufacturer_data.serial_number | BIM/MEP/O&M | Pending
f7bd85c8-4960-4640-a68d-30bda1c11a9e | Occupancy Sensor L10-001 | IfcSensor | LOI_Manufacturer | manufacturer_data.installation_date | 2026-05-15 | text |  | JSON/COBie/IFC | Conditional | assets[].manufacturer_data.installation_date | BIM/MEP/O&M | Pending
f7bd85c8-4960-4640-a68d-30bda1c11a9e | Occupancy Sensor L10-001 | IfcSensor | LOI_Manufacturer | manufacturer_data.warranty_start_date | 2026-06-01 | text |  | JSON/COBie/IFC | Conditional | assets[].manufacturer_data.warranty_start_date | BIM/MEP/O&M | Pending
f7bd85c8-4960-4640-a68d-30bda1c11a9e | Occupancy Sensor L10-001 | IfcSensor | LOI_Manufacturer | manufacturer_data.warranty_end_date | 2028-06-01 | text |  | JSON/COBie/IFC | Conditional | assets[].manufacturer_data.warranty_end_date | BIM/MEP/O&M | Pending
f7bd85c8-4960-4640-a68d-30bda1c11a9e | Occupancy Sensor L10-001 | IfcSensor | LOI_Operation_Maintenance | operation_data.maintainable | TRUE | boolean |  | JSON/COBie/IFC | Conditional | assets[].operation_data.maintainable | BIM/MEP/O&M | Pending
f7bd85c8-4960-4640-a68d-30bda1c11a9e | Occupancy Sensor L10-001 | IfcSensor | LOI_Operation_Maintenance | operation_data.criticality | Medium | text |  | JSON/COBie/IFC | Yes | assets[].operation_data.criticality | BIM/MEP/O&M | Pending
f7bd85c8-4960-4640-a68d-30bda1c11a9e | Occupancy Sensor L10-001 | IfcSensor | LOI_Operation_Maintenance | operation_data.expected_life_years | 15 | number |  | JSON/COBie/IFC | Conditional | assets[].operation_data.expected_life_years | BIM/MEP/O&M | Pending
f7bd85c8-4960-4640-a68d-30bda1c11a9e | Occupancy Sensor L10-001 | IfcSensor | LOI_Operation_Maintenance | operation_data.maintenance_strategy | preventive_and_condition_based | text |  | JSON/COBie/IFC | Yes | assets[].operation_data.maintenance_strategy | BIM/MEP/O&M | Pending
f7bd85c8-4960-4640-a68d-30bda1c11a9e | Occupancy Sensor L10-001 | IfcSensor | LOI_Operation_Maintenance | operation_data.cmms_asset_id | CMMS-OCC-L10-001 | text |  | JSON/COBie/IFC | Yes | assets[].operation_data.cmms_asset_id | BIM/MEP/O&M | Pending
f7bd85c8-4960-4640-a68d-30bda1c11a9e | Occupancy Sensor L10-001 | IfcSensor | LOI_Operation_Maintenance | operation_data.spare_part_group | SPARE-OCCUPANCY-SENSOR | text |  | JSON/COBie/IFC | Conditional | assets[].operation_data.spare_part_group | BIM/MEP/O&M | Pending
f7bd85c8-4960-4640-a68d-30bda1c11a9e | Occupancy Sensor L10-001 | IfcSensor | LOI_Operation_Maintenance | operation_data.manual_url | https://example.com/om_manuals/OCC-L10-001.pdf | text |  | JSON/COBie/IFC | Conditional | assets[].operation_data.manual_url | BIM/MEP/O&M | Pending
f7bd85c8-4960-4640-a68d-30bda1c11a9e | Occupancy Sensor L10-001 | IfcSensor | DTP_Metadata | digital_twin.dt_entity_type | asset | text |  | JSON/COBie/IFC | Conditional | assets[].digital_twin.dt_entity_type | BIM/MEP/O&M | Pending
f7bd85c8-4960-4640-a68d-30bda1c11a9e | Occupancy Sensor L10-001 | IfcSensor | DTP_Metadata | digital_twin.state_source | BMS/IoT/CMMS | text |  | JSON/COBie/IFC | Conditional | assets[].digital_twin.state_source | BIM/MEP/O&M | Pending
f7bd85c8-4960-4640-a68d-30bda1c11a9e | Occupancy Sensor L10-001 | IfcSensor | DTP_Metadata | digital_twin.realtime_enabled | TRUE | boolean |  | JSON/COBie/IFC | Conditional | assets[].digital_twin.realtime_enabled | BIM/MEP/O&M | Pending
f7bd85c8-4960-4640-a68d-30bda1c11a9e | Occupancy Sensor L10-001 | IfcSensor | DTP_Metadata | digital_twin.history_enabled | TRUE | boolean |  | JSON/COBie/IFC | Conditional | assets[].digital_twin.history_enabled | BIM/MEP/O&M | Pending
f7bd85c8-4960-4640-a68d-30bda1c11a9e | Occupancy Sensor L10-001 | IfcSensor | DTP_Metadata | digital_twin.visual_selectable | TRUE | boolean |  | JSON/COBie/IFC | Conditional | assets[].digital_twin.visual_selectable | BIM/MEP/O&M | Pending
f7bd85c8-4960-4640-a68d-30bda1c11a9e | Occupancy Sensor L10-001 | IfcSensor | DTP_Metadata | digital_twin.visual_highlight_layer | LAYER-ASSET-OCCUPANCY | text |  | JSON/COBie/IFC | Conditional | assets[].digital_twin.visual_highlight_layer | BIM/MEP/O&M | Pending
f7bd85c8-4960-4640-a68d-30bda1c11a9e | Occupancy Sensor L10-001 | IfcSensor | Asset_Metadata | tags[0] | occupancy | text |  | JSON/COBie/IFC | Conditional | assets[].tags[0] | BIM/MEP/O&M | Pending
f7bd85c8-4960-4640-a68d-30bda1c11a9e | Occupancy Sensor L10-001 | IfcSensor | Asset_Metadata | tags[1] | occupancy_sensor | text |  | JSON/COBie/IFC | Conditional | assets[].tags[1] | BIM/MEP/O&M | Pending
f7bd85c8-4960-4640-a68d-30bda1c11a9e | Occupancy Sensor L10-001 | IfcSensor | Asset_Metadata | tags[2] | occupancysensor | text |  | JSON/COBie/IFC | Conditional | assets[].tags[2] | BIM/MEP/O&M | Pending
239beade-c540-4a1e-b775-b91c68d2e878 | Indoor Air Quality Sensor L20-001 | IfcSensor | Asset_Metadata | asset_id | IAQ-L20-001 | text |  | JSON/COBie/IFC | Yes | assets[].asset_id | BIM/MEP/O&M | Pending
239beade-c540-4a1e-b775-b91c68d2e878 | Indoor Air Quality Sensor L20-001 | IfcSensor | Asset_Metadata | asset_name | Indoor Air Quality Sensor L20-001 | text |  | JSON/COBie/IFC | Yes | assets[].asset_name | BIM/MEP/O&M | Pending
239beade-c540-4a1e-b775-b91c68d2e878 | Indoor Air Quality Sensor L20-001 | IfcSensor | Asset_Metadata | asset_status | in_service | text |  | JSON/COBie/IFC | Conditional | assets[].asset_status | BIM/MEP/O&M | Pending
239beade-c540-4a1e-b775-b91c68d2e878 | Indoor Air Quality Sensor L20-001 | IfcSensor | Asset_Metadata | system | Environmental Monitoring | text |  | JSON/COBie/IFC | Yes | assets[].system | BIM/MEP/O&M | Pending
239beade-c540-4a1e-b775-b91c68d2e878 | Indoor Air Quality Sensor L20-001 | IfcSensor | Asset_Metadata | discipline | MEP | text |  | JSON/COBie/IFC | Conditional | assets[].discipline | BIM/MEP/O&M | Pending
239beade-c540-4a1e-b775-b91c68d2e878 | Indoor Air Quality Sensor L20-001 | IfcSensor | Asset_Metadata | category | IAQ Sensor | text |  | JSON/COBie/IFC | Conditional | assets[].category | BIM/MEP/O&M | Pending
239beade-c540-4a1e-b775-b91c68d2e878 | Indoor Air Quality Sensor L20-001 | IfcSensor | Asset_Metadata | asset_type | IAQSensor | text |  | JSON/COBie/IFC | Yes | assets[].asset_type | BIM/MEP/O&M | Pending
239beade-c540-4a1e-b775-b91c68d2e878 | Indoor Air Quality Sensor L20-001 | IfcSensor | LOI_Classification | classification.uniclass_code | placeholder | text |  | JSON/COBie/IFC | Yes | assets[].classification.uniclass_code | BIM/MEP/O&M | Pending
239beade-c540-4a1e-b775-b91c68d2e878 | Indoor Air Quality Sensor L20-001 | IfcSensor | LOI_Classification | classification.omniclass_code | placeholder | text |  | JSON/COBie/IFC | Yes | assets[].classification.omniclass_code | BIM/MEP/O&M | Pending
239beade-c540-4a1e-b775-b91c68d2e878 | Indoor Air Quality Sensor L20-001 | IfcSensor | LOI_Classification | classification.local_classification | Environmental Monitoring/IAQ Sensor/IAQSensor | text |  | JSON/COBie/IFC | Conditional | assets[].classification.local_classification | BIM/MEP/O&M | Pending
239beade-c540-4a1e-b775-b91c68d2e878 | Indoor Air Quality Sensor L20-001 | IfcSensor | LOI_Location | location.facility_id | FAC-OFFICE-TOWER-A | text |  | JSON/COBie/IFC | Conditional | assets[].location.facility_id | BIM/MEP/O&M | Pending
239beade-c540-4a1e-b775-b91c68d2e878 | Indoor Air Quality Sensor L20-001 | IfcSensor | LOI_Location | location.floor_id | FL-L20 | text |  | JSON/COBie/IFC | Yes | assets[].location.floor_id | BIM/MEP/O&M | Pending
239beade-c540-4a1e-b775-b91c68d2e878 | Indoor Air Quality Sensor L20-001 | IfcSensor | LOI_Location | location.space_id | SP-L20-OFFICE-A | text |  | JSON/COBie/IFC | Yes | assets[].location.space_id | BIM/MEP/O&M | Pending
239beade-c540-4a1e-b775-b91c68d2e878 | Indoor Air Quality Sensor L20-001 | IfcSensor | LOI_Location | location.zone_id | ZONE-OFFICE-L20 | text |  | JSON/COBie/IFC | Conditional | assets[].location.zone_id | BIM/MEP/O&M | Pending
239beade-c540-4a1e-b775-b91c68d2e878 | Indoor Air Quality Sensor L20-001 | IfcSensor | IFC_Core | bim_mapping.ifc_guid | 239beade-c540-4a1e-b775-b91c68d2e878 | text |  | JSON/COBie/IFC | Yes | assets[].bim_mapping.ifc_guid | BIM/MEP/O&M | Pending
239beade-c540-4a1e-b775-b91c68d2e878 | Indoor Air Quality Sensor L20-001 | IfcSensor | IFC_Core | bim_mapping.ifc_entity | IfcSensor | text |  | JSON/COBie/IFC | Conditional | assets[].bim_mapping.ifc_entity | BIM/MEP/O&M | Pending
239beade-c540-4a1e-b775-b91c68d2e878 | Indoor Air Quality Sensor L20-001 | IfcSensor | IFC_Core | bim_mapping.ifc_name | Indoor Air Quality Sensor L20-001 | text |  | JSON/COBie/IFC | Conditional | assets[].bim_mapping.ifc_name | BIM/MEP/O&M | Pending
239beade-c540-4a1e-b775-b91c68d2e878 | Indoor Air Quality Sensor L20-001 | IfcSensor | IFC_Core | bim_mapping.source_model_id | IFC-MEP-001 | text |  | JSON/COBie/IFC | Conditional | assets[].bim_mapping.source_model_id | BIM/MEP/O&M | Pending
239beade-c540-4a1e-b775-b91c68d2e878 | Indoor Air Quality Sensor L20-001 | IfcSensor | IFC_Core | bim_mapping.global_id_locked | TRUE | boolean |  | JSON/COBie/IFC | Conditional | assets[].bim_mapping.global_id_locked | BIM/MEP/O&M | Pending
239beade-c540-4a1e-b775-b91c68d2e878 | Indoor Air Quality Sensor L20-001 | IfcSensor | Asset_Metadata | cobie_mapping.component_name | IAQ-L20-001 | text |  | JSON/COBie/IFC | Conditional | assets[].cobie_mapping.component_name | BIM/MEP/O&M | Pending
239beade-c540-4a1e-b775-b91c68d2e878 | Indoor Air Quality Sensor L20-001 | IfcSensor | Asset_Metadata | cobie_mapping.type_name | IAQSensor | text |  | JSON/COBie/IFC | Conditional | assets[].cobie_mapping.type_name | BIM/MEP/O&M | Pending
239beade-c540-4a1e-b775-b91c68d2e878 | Indoor Air Quality Sensor L20-001 | IfcSensor | Asset_Metadata | cobie_mapping.system_name | Environmental Monitoring | text |  | JSON/COBie/IFC | Conditional | assets[].cobie_mapping.system_name | BIM/MEP/O&M | Pending
239beade-c540-4a1e-b775-b91c68d2e878 | Indoor Air Quality Sensor L20-001 | IfcSensor | Asset_Metadata | cobie_mapping.space_name | SP-L20-OFFICE-A | text |  | JSON/COBie/IFC | Conditional | assets[].cobie_mapping.space_name | BIM/MEP/O&M | Pending
239beade-c540-4a1e-b775-b91c68d2e878 | Indoor Air Quality Sensor L20-001 | IfcSensor | LOI_Manufacturer | manufacturer_data.manufacturer | Generic Manufacturer | text |  | JSON/COBie/IFC | Yes | assets[].manufacturer_data.manufacturer | BIM/MEP/O&M | Pending
239beade-c540-4a1e-b775-b91c68d2e878 | Indoor Air Quality Sensor L20-001 | IfcSensor | LOI_Manufacturer | manufacturer_data.model | Model-Placeholder | text |  | JSON/COBie/IFC | Yes | assets[].manufacturer_data.model | BIM/MEP/O&M | Pending
239beade-c540-4a1e-b775-b91c68d2e878 | Indoor Air Quality Sensor L20-001 | IfcSensor | LOI_Manufacturer | manufacturer_data.serial_number | SN-IAQ-L20-001 | text |  | JSON/COBie/IFC | Yes | assets[].manufacturer_data.serial_number | BIM/MEP/O&M | Pending
239beade-c540-4a1e-b775-b91c68d2e878 | Indoor Air Quality Sensor L20-001 | IfcSensor | LOI_Manufacturer | manufacturer_data.installation_date | 2026-05-15 | text |  | JSON/COBie/IFC | Conditional | assets[].manufacturer_data.installation_date | BIM/MEP/O&M | Pending
239beade-c540-4a1e-b775-b91c68d2e878 | Indoor Air Quality Sensor L20-001 | IfcSensor | LOI_Manufacturer | manufacturer_data.warranty_start_date | 2026-06-01 | text |  | JSON/COBie/IFC | Conditional | assets[].manufacturer_data.warranty_start_date | BIM/MEP/O&M | Pending
239beade-c540-4a1e-b775-b91c68d2e878 | Indoor Air Quality Sensor L20-001 | IfcSensor | LOI_Manufacturer | manufacturer_data.warranty_end_date | 2028-06-01 | text |  | JSON/COBie/IFC | Conditional | assets[].manufacturer_data.warranty_end_date | BIM/MEP/O&M | Pending
239beade-c540-4a1e-b775-b91c68d2e878 | Indoor Air Quality Sensor L20-001 | IfcSensor | LOI_Operation_Maintenance | operation_data.maintainable | TRUE | boolean |  | JSON/COBie/IFC | Conditional | assets[].operation_data.maintainable | BIM/MEP/O&M | Pending
239beade-c540-4a1e-b775-b91c68d2e878 | Indoor Air Quality Sensor L20-001 | IfcSensor | LOI_Operation_Maintenance | operation_data.criticality | Medium | text |  | JSON/COBie/IFC | Yes | assets[].operation_data.criticality | BIM/MEP/O&M | Pending
239beade-c540-4a1e-b775-b91c68d2e878 | Indoor Air Quality Sensor L20-001 | IfcSensor | LOI_Operation_Maintenance | operation_data.expected_life_years | 15 | number |  | JSON/COBie/IFC | Conditional | assets[].operation_data.expected_life_years | BIM/MEP/O&M | Pending
239beade-c540-4a1e-b775-b91c68d2e878 | Indoor Air Quality Sensor L20-001 | IfcSensor | LOI_Operation_Maintenance | operation_data.maintenance_strategy | preventive_and_condition_based | text |  | JSON/COBie/IFC | Yes | assets[].operation_data.maintenance_strategy | BIM/MEP/O&M | Pending
239beade-c540-4a1e-b775-b91c68d2e878 | Indoor Air Quality Sensor L20-001 | IfcSensor | LOI_Operation_Maintenance | operation_data.cmms_asset_id | CMMS-IAQ-L20-001 | text |  | JSON/COBie/IFC | Yes | assets[].operation_data.cmms_asset_id | BIM/MEP/O&M | Pending
239beade-c540-4a1e-b775-b91c68d2e878 | Indoor Air Quality Sensor L20-001 | IfcSensor | LOI_Operation_Maintenance | operation_data.spare_part_group | SPARE-IAQ-SENSOR | text |  | JSON/COBie/IFC | Conditional | assets[].operation_data.spare_part_group | BIM/MEP/O&M | Pending
239beade-c540-4a1e-b775-b91c68d2e878 | Indoor Air Quality Sensor L20-001 | IfcSensor | LOI_Operation_Maintenance | operation_data.manual_url | https://example.com/om_manuals/IAQ-L20-001.pdf | text |  | JSON/COBie/IFC | Conditional | assets[].operation_data.manual_url | BIM/MEP/O&M | Pending
239beade-c540-4a1e-b775-b91c68d2e878 | Indoor Air Quality Sensor L20-001 | IfcSensor | DTP_Metadata | digital_twin.dt_entity_type | asset | text |  | JSON/COBie/IFC | Conditional | assets[].digital_twin.dt_entity_type | BIM/MEP/O&M | Pending
239beade-c540-4a1e-b775-b91c68d2e878 | Indoor Air Quality Sensor L20-001 | IfcSensor | DTP_Metadata | digital_twin.state_source | BMS/IoT/CMMS | text |  | JSON/COBie/IFC | Conditional | assets[].digital_twin.state_source | BIM/MEP/O&M | Pending
239beade-c540-4a1e-b775-b91c68d2e878 | Indoor Air Quality Sensor L20-001 | IfcSensor | DTP_Metadata | digital_twin.realtime_enabled | TRUE | boolean |  | JSON/COBie/IFC | Conditional | assets[].digital_twin.realtime_enabled | BIM/MEP/O&M | Pending
239beade-c540-4a1e-b775-b91c68d2e878 | Indoor Air Quality Sensor L20-001 | IfcSensor | DTP_Metadata | digital_twin.history_enabled | TRUE | boolean |  | JSON/COBie/IFC | Conditional | assets[].digital_twin.history_enabled | BIM/MEP/O&M | Pending
239beade-c540-4a1e-b775-b91c68d2e878 | Indoor Air Quality Sensor L20-001 | IfcSensor | DTP_Metadata | digital_twin.visual_selectable | TRUE | boolean |  | JSON/COBie/IFC | Conditional | assets[].digital_twin.visual_selectable | BIM/MEP/O&M | Pending
239beade-c540-4a1e-b775-b91c68d2e878 | Indoor Air Quality Sensor L20-001 | IfcSensor | DTP_Metadata | digital_twin.visual_highlight_layer | LAYER-ASSET-ENVIRONMENTAL-MONITORING | text |  | JSON/COBie/IFC | Conditional | assets[].digital_twin.visual_highlight_layer | BIM/MEP/O&M | Pending
239beade-c540-4a1e-b775-b91c68d2e878 | Indoor Air Quality Sensor L20-001 | IfcSensor | Asset_Metadata | tags[0] | environmental_monitoring | text |  | JSON/COBie/IFC | Conditional | assets[].tags[0] | BIM/MEP/O&M | Pending
239beade-c540-4a1e-b775-b91c68d2e878 | Indoor Air Quality Sensor L20-001 | IfcSensor | Asset_Metadata | tags[1] | iaq_sensor | text |  | JSON/COBie/IFC | Conditional | assets[].tags[1] | BIM/MEP/O&M | Pending
239beade-c540-4a1e-b775-b91c68d2e878 | Indoor Air Quality Sensor L20-001 | IfcSensor | Asset_Metadata | tags[2] | iaqsensor | text |  | JSON/COBie/IFC | Conditional | assets[].tags[2] | BIM/MEP/O&M | Pending
5f2e7152-b28a-465c-8d60-0fd6769f86e6 | Occupancy Sensor L20-001 | IfcSensor | Asset_Metadata | asset_id | OCC-L20-001 | text |  | JSON/COBie/IFC | Yes | assets[].asset_id | BIM/MEP/O&M | Pending
5f2e7152-b28a-465c-8d60-0fd6769f86e6 | Occupancy Sensor L20-001 | IfcSensor | Asset_Metadata | asset_name | Occupancy Sensor L20-001 | text |  | JSON/COBie/IFC | Yes | assets[].asset_name | BIM/MEP/O&M | Pending
5f2e7152-b28a-465c-8d60-0fd6769f86e6 | Occupancy Sensor L20-001 | IfcSensor | Asset_Metadata | asset_status | in_service | text |  | JSON/COBie/IFC | Conditional | assets[].asset_status | BIM/MEP/O&M | Pending
5f2e7152-b28a-465c-8d60-0fd6769f86e6 | Occupancy Sensor L20-001 | IfcSensor | Asset_Metadata | system | Occupancy | text |  | JSON/COBie/IFC | Yes | assets[].system | BIM/MEP/O&M | Pending
5f2e7152-b28a-465c-8d60-0fd6769f86e6 | Occupancy Sensor L20-001 | IfcSensor | Asset_Metadata | discipline | MEP | text |  | JSON/COBie/IFC | Conditional | assets[].discipline | BIM/MEP/O&M | Pending
5f2e7152-b28a-465c-8d60-0fd6769f86e6 | Occupancy Sensor L20-001 | IfcSensor | Asset_Metadata | category | Occupancy Sensor | text |  | JSON/COBie/IFC | Conditional | assets[].category | BIM/MEP/O&M | Pending
5f2e7152-b28a-465c-8d60-0fd6769f86e6 | Occupancy Sensor L20-001 | IfcSensor | Asset_Metadata | asset_type | OccupancySensor | text |  | JSON/COBie/IFC | Yes | assets[].asset_type | BIM/MEP/O&M | Pending
5f2e7152-b28a-465c-8d60-0fd6769f86e6 | Occupancy Sensor L20-001 | IfcSensor | LOI_Classification | classification.uniclass_code | placeholder | text |  | JSON/COBie/IFC | Yes | assets[].classification.uniclass_code | BIM/MEP/O&M | Pending
5f2e7152-b28a-465c-8d60-0fd6769f86e6 | Occupancy Sensor L20-001 | IfcSensor | LOI_Classification | classification.omniclass_code | placeholder | text |  | JSON/COBie/IFC | Yes | assets[].classification.omniclass_code | BIM/MEP/O&M | Pending
5f2e7152-b28a-465c-8d60-0fd6769f86e6 | Occupancy Sensor L20-001 | IfcSensor | LOI_Classification | classification.local_classification | Occupancy/Occupancy Sensor/OccupancySensor | text |  | JSON/COBie/IFC | Conditional | assets[].classification.local_classification | BIM/MEP/O&M | Pending
5f2e7152-b28a-465c-8d60-0fd6769f86e6 | Occupancy Sensor L20-001 | IfcSensor | LOI_Location | location.facility_id | FAC-OFFICE-TOWER-A | text |  | JSON/COBie/IFC | Conditional | assets[].location.facility_id | BIM/MEP/O&M | Pending
5f2e7152-b28a-465c-8d60-0fd6769f86e6 | Occupancy Sensor L20-001 | IfcSensor | LOI_Location | location.floor_id | FL-L20 | text |  | JSON/COBie/IFC | Yes | assets[].location.floor_id | BIM/MEP/O&M | Pending
5f2e7152-b28a-465c-8d60-0fd6769f86e6 | Occupancy Sensor L20-001 | IfcSensor | LOI_Location | location.space_id | SP-L20-OFFICE-A | text |  | JSON/COBie/IFC | Yes | assets[].location.space_id | BIM/MEP/O&M | Pending
5f2e7152-b28a-465c-8d60-0fd6769f86e6 | Occupancy Sensor L20-001 | IfcSensor | LOI_Location | location.zone_id | ZONE-OFFICE-L20 | text |  | JSON/COBie/IFC | Conditional | assets[].location.zone_id | BIM/MEP/O&M | Pending
5f2e7152-b28a-465c-8d60-0fd6769f86e6 | Occupancy Sensor L20-001 | IfcSensor | IFC_Core | bim_mapping.ifc_guid | 5f2e7152-b28a-465c-8d60-0fd6769f86e6 | text |  | JSON/COBie/IFC | Yes | assets[].bim_mapping.ifc_guid | BIM/MEP/O&M | Pending
5f2e7152-b28a-465c-8d60-0fd6769f86e6 | Occupancy Sensor L20-001 | IfcSensor | IFC_Core | bim_mapping.ifc_entity | IfcSensor | text |  | JSON/COBie/IFC | Conditional | assets[].bim_mapping.ifc_entity | BIM/MEP/O&M | Pending
5f2e7152-b28a-465c-8d60-0fd6769f86e6 | Occupancy Sensor L20-001 | IfcSensor | IFC_Core | bim_mapping.ifc_name | Occupancy Sensor L20-001 | text |  | JSON/COBie/IFC | Conditional | assets[].bim_mapping.ifc_name | BIM/MEP/O&M | Pending
5f2e7152-b28a-465c-8d60-0fd6769f86e6 | Occupancy Sensor L20-001 | IfcSensor | IFC_Core | bim_mapping.source_model_id | IFC-MEP-001 | text |  | JSON/COBie/IFC | Conditional | assets[].bim_mapping.source_model_id | BIM/MEP/O&M | Pending
5f2e7152-b28a-465c-8d60-0fd6769f86e6 | Occupancy Sensor L20-001 | IfcSensor | IFC_Core | bim_mapping.global_id_locked | TRUE | boolean |  | JSON/COBie/IFC | Conditional | assets[].bim_mapping.global_id_locked | BIM/MEP/O&M | Pending
5f2e7152-b28a-465c-8d60-0fd6769f86e6 | Occupancy Sensor L20-001 | IfcSensor | Asset_Metadata | cobie_mapping.component_name | OCC-L20-001 | text |  | JSON/COBie/IFC | Conditional | assets[].cobie_mapping.component_name | BIM/MEP/O&M | Pending
5f2e7152-b28a-465c-8d60-0fd6769f86e6 | Occupancy Sensor L20-001 | IfcSensor | Asset_Metadata | cobie_mapping.type_name | OccupancySensor | text |  | JSON/COBie/IFC | Conditional | assets[].cobie_mapping.type_name | BIM/MEP/O&M | Pending
5f2e7152-b28a-465c-8d60-0fd6769f86e6 | Occupancy Sensor L20-001 | IfcSensor | Asset_Metadata | cobie_mapping.system_name | Occupancy | text |  | JSON/COBie/IFC | Conditional | assets[].cobie_mapping.system_name | BIM/MEP/O&M | Pending
5f2e7152-b28a-465c-8d60-0fd6769f86e6 | Occupancy Sensor L20-001 | IfcSensor | Asset_Metadata | cobie_mapping.space_name | SP-L20-OFFICE-A | text |  | JSON/COBie/IFC | Conditional | assets[].cobie_mapping.space_name | BIM/MEP/O&M | Pending
5f2e7152-b28a-465c-8d60-0fd6769f86e6 | Occupancy Sensor L20-001 | IfcSensor | LOI_Manufacturer | manufacturer_data.manufacturer | Generic Manufacturer | text |  | JSON/COBie/IFC | Yes | assets[].manufacturer_data.manufacturer | BIM/MEP/O&M | Pending
5f2e7152-b28a-465c-8d60-0fd6769f86e6 | Occupancy Sensor L20-001 | IfcSensor | LOI_Manufacturer | manufacturer_data.model | Model-Placeholder | text |  | JSON/COBie/IFC | Yes | assets[].manufacturer_data.model | BIM/MEP/O&M | Pending
5f2e7152-b28a-465c-8d60-0fd6769f86e6 | Occupancy Sensor L20-001 | IfcSensor | LOI_Manufacturer | manufacturer_data.serial_number | SN-OCC-L20-001 | text |  | JSON/COBie/IFC | Yes | assets[].manufacturer_data.serial_number | BIM/MEP/O&M | Pending
5f2e7152-b28a-465c-8d60-0fd6769f86e6 | Occupancy Sensor L20-001 | IfcSensor | LOI_Manufacturer | manufacturer_data.installation_date | 2026-05-15 | text |  | JSON/COBie/IFC | Conditional | assets[].manufacturer_data.installation_date | BIM/MEP/O&M | Pending
5f2e7152-b28a-465c-8d60-0fd6769f86e6 | Occupancy Sensor L20-001 | IfcSensor | LOI_Manufacturer | manufacturer_data.warranty_start_date | 2026-06-01 | text |  | JSON/COBie/IFC | Conditional | assets[].manufacturer_data.warranty_start_date | BIM/MEP/O&M | Pending
5f2e7152-b28a-465c-8d60-0fd6769f86e6 | Occupancy Sensor L20-001 | IfcSensor | LOI_Manufacturer | manufacturer_data.warranty_end_date | 2028-06-01 | text |  | JSON/COBie/IFC | Conditional | assets[].manufacturer_data.warranty_end_date | BIM/MEP/O&M | Pending
5f2e7152-b28a-465c-8d60-0fd6769f86e6 | Occupancy Sensor L20-001 | IfcSensor | LOI_Operation_Maintenance | operation_data.maintainable | TRUE | boolean |  | JSON/COBie/IFC | Conditional | assets[].operation_data.maintainable | BIM/MEP/O&M | Pending
5f2e7152-b28a-465c-8d60-0fd6769f86e6 | Occupancy Sensor L20-001 | IfcSensor | LOI_Operation_Maintenance | operation_data.criticality | Medium | text |  | JSON/COBie/IFC | Yes | assets[].operation_data.criticality | BIM/MEP/O&M | Pending
5f2e7152-b28a-465c-8d60-0fd6769f86e6 | Occupancy Sensor L20-001 | IfcSensor | LOI_Operation_Maintenance | operation_data.expected_life_years | 15 | number |  | JSON/COBie/IFC | Conditional | assets[].operation_data.expected_life_years | BIM/MEP/O&M | Pending
5f2e7152-b28a-465c-8d60-0fd6769f86e6 | Occupancy Sensor L20-001 | IfcSensor | LOI_Operation_Maintenance | operation_data.maintenance_strategy | preventive_and_condition_based | text |  | JSON/COBie/IFC | Yes | assets[].operation_data.maintenance_strategy | BIM/MEP/O&M | Pending
5f2e7152-b28a-465c-8d60-0fd6769f86e6 | Occupancy Sensor L20-001 | IfcSensor | LOI_Operation_Maintenance | operation_data.cmms_asset_id | CMMS-OCC-L20-001 | text |  | JSON/COBie/IFC | Yes | assets[].operation_data.cmms_asset_id | BIM/MEP/O&M | Pending
5f2e7152-b28a-465c-8d60-0fd6769f86e6 | Occupancy Sensor L20-001 | IfcSensor | LOI_Operation_Maintenance | operation_data.spare_part_group | SPARE-OCCUPANCY-SENSOR | text |  | JSON/COBie/IFC | Conditional | assets[].operation_data.spare_part_group | BIM/MEP/O&M | Pending
5f2e7152-b28a-465c-8d60-0fd6769f86e6 | Occupancy Sensor L20-001 | IfcSensor | LOI_Operation_Maintenance | operation_data.manual_url | https://example.com/om_manuals/OCC-L20-001.pdf | text |  | JSON/COBie/IFC | Conditional | assets[].operation_data.manual_url | BIM/MEP/O&M | Pending
5f2e7152-b28a-465c-8d60-0fd6769f86e6 | Occupancy Sensor L20-001 | IfcSensor | DTP_Metadata | digital_twin.dt_entity_type | asset | text |  | JSON/COBie/IFC | Conditional | assets[].digital_twin.dt_entity_type | BIM/MEP/O&M | Pending
5f2e7152-b28a-465c-8d60-0fd6769f86e6 | Occupancy Sensor L20-001 | IfcSensor | DTP_Metadata | digital_twin.state_source | BMS/IoT/CMMS | text |  | JSON/COBie/IFC | Conditional | assets[].digital_twin.state_source | BIM/MEP/O&M | Pending
5f2e7152-b28a-465c-8d60-0fd6769f86e6 | Occupancy Sensor L20-001 | IfcSensor | DTP_Metadata | digital_twin.realtime_enabled | TRUE | boolean |  | JSON/COBie/IFC | Conditional | assets[].digital_twin.realtime_enabled | BIM/MEP/O&M | Pending
5f2e7152-b28a-465c-8d60-0fd6769f86e6 | Occupancy Sensor L20-001 | IfcSensor | DTP_Metadata | digital_twin.history_enabled | TRUE | boolean |  | JSON/COBie/IFC | Conditional | assets[].digital_twin.history_enabled | BIM/MEP/O&M | Pending
5f2e7152-b28a-465c-8d60-0fd6769f86e6 | Occupancy Sensor L20-001 | IfcSensor | DTP_Metadata | digital_twin.visual_selectable | TRUE | boolean |  | JSON/COBie/IFC | Conditional | assets[].digital_twin.visual_selectable | BIM/MEP/O&M | Pending
5f2e7152-b28a-465c-8d60-0fd6769f86e6 | Occupancy Sensor L20-001 | IfcSensor | DTP_Metadata | digital_twin.visual_highlight_layer | LAYER-ASSET-OCCUPANCY | text |  | JSON/COBie/IFC | Conditional | assets[].digital_twin.visual_highlight_layer | BIM/MEP/O&M | Pending
5f2e7152-b28a-465c-8d60-0fd6769f86e6 | Occupancy Sensor L20-001 | IfcSensor | Asset_Metadata | tags[0] | occupancy | text |  | JSON/COBie/IFC | Conditional | assets[].tags[0] | BIM/MEP/O&M | Pending
5f2e7152-b28a-465c-8d60-0fd6769f86e6 | Occupancy Sensor L20-001 | IfcSensor | Asset_Metadata | tags[1] | occupancy_sensor | text |  | JSON/COBie/IFC | Conditional | assets[].tags[1] | BIM/MEP/O&M | Pending
5f2e7152-b28a-465c-8d60-0fd6769f86e6 | Occupancy Sensor L20-001 | IfcSensor | Asset_Metadata | tags[2] | occupancysensor | text |  | JSON/COBie/IFC | Conditional | assets[].tags[2] | BIM/MEP/O&M | Pending
3f1ae6fe-58f6-4ddf-b62d-582dbc9f6427 | Main Power Meter 01 | IfcFlowMeter | Asset_Metadata | asset_id | PWR-METER-MAIN-001 | text |  | JSON/COBie/IFC | Yes | assets[].asset_id | BIM/MEP/O&M | Pending
3f1ae6fe-58f6-4ddf-b62d-582dbc9f6427 | Main Power Meter 01 | IfcFlowMeter | Asset_Metadata | asset_name | Main Power Meter 01 | text |  | JSON/COBie/IFC | Yes | assets[].asset_name | BIM/MEP/O&M | Pending
3f1ae6fe-58f6-4ddf-b62d-582dbc9f6427 | Main Power Meter 01 | IfcFlowMeter | Asset_Metadata | asset_status | in_service | text |  | JSON/COBie/IFC | Conditional | assets[].asset_status | BIM/MEP/O&M | Pending
3f1ae6fe-58f6-4ddf-b62d-582dbc9f6427 | Main Power Meter 01 | IfcFlowMeter | Asset_Metadata | system | Energy Metering | text |  | JSON/COBie/IFC | Yes | assets[].system | BIM/MEP/O&M | Pending
3f1ae6fe-58f6-4ddf-b62d-582dbc9f6427 | Main Power Meter 01 | IfcFlowMeter | Asset_Metadata | discipline | MEP | text |  | JSON/COBie/IFC | Conditional | assets[].discipline | BIM/MEP/O&M | Pending
3f1ae6fe-58f6-4ddf-b62d-582dbc9f6427 | Main Power Meter 01 | IfcFlowMeter | Asset_Metadata | category | Power Meter | text |  | JSON/COBie/IFC | Conditional | assets[].category | BIM/MEP/O&M | Pending
3f1ae6fe-58f6-4ddf-b62d-582dbc9f6427 | Main Power Meter 01 | IfcFlowMeter | Asset_Metadata | asset_type | PowerMeter | text |  | JSON/COBie/IFC | Yes | assets[].asset_type | BIM/MEP/O&M | Pending
3f1ae6fe-58f6-4ddf-b62d-582dbc9f6427 | Main Power Meter 01 | IfcFlowMeter | LOI_Classification | classification.uniclass_code | placeholder | text |  | JSON/COBie/IFC | Yes | assets[].classification.uniclass_code | BIM/MEP/O&M | Pending
3f1ae6fe-58f6-4ddf-b62d-582dbc9f6427 | Main Power Meter 01 | IfcFlowMeter | LOI_Classification | classification.omniclass_code | placeholder | text |  | JSON/COBie/IFC | Yes | assets[].classification.omniclass_code | BIM/MEP/O&M | Pending
3f1ae6fe-58f6-4ddf-b62d-582dbc9f6427 | Main Power Meter 01 | IfcFlowMeter | LOI_Classification | classification.local_classification | Energy Metering/Power Meter/PowerMeter | text |  | JSON/COBie/IFC | Conditional | assets[].classification.local_classification | BIM/MEP/O&M | Pending
3f1ae6fe-58f6-4ddf-b62d-582dbc9f6427 | Main Power Meter 01 | IfcFlowMeter | LOI_Location | location.facility_id | FAC-OFFICE-TOWER-A | text |  | JSON/COBie/IFC | Conditional | assets[].location.facility_id | BIM/MEP/O&M | Pending
3f1ae6fe-58f6-4ddf-b62d-582dbc9f6427 | Main Power Meter 01 | IfcFlowMeter | LOI_Location | location.floor_id | FL-B1 | text |  | JSON/COBie/IFC | Yes | assets[].location.floor_id | BIM/MEP/O&M | Pending
3f1ae6fe-58f6-4ddf-b62d-582dbc9f6427 | Main Power Meter 01 | IfcFlowMeter | LOI_Location | location.space_id | SP-B1-CHILLER | text |  | JSON/COBie/IFC | Yes | assets[].location.space_id | BIM/MEP/O&M | Pending
3f1ae6fe-58f6-4ddf-b62d-582dbc9f6427 | Main Power Meter 01 | IfcFlowMeter | LOI_Location | location.zone_id | ZONE-HVAC-B1-PLANT | text |  | JSON/COBie/IFC | Conditional | assets[].location.zone_id | BIM/MEP/O&M | Pending
3f1ae6fe-58f6-4ddf-b62d-582dbc9f6427 | Main Power Meter 01 | IfcFlowMeter | IFC_Core | bim_mapping.ifc_guid | 3f1ae6fe-58f6-4ddf-b62d-582dbc9f6427 | text |  | JSON/COBie/IFC | Yes | assets[].bim_mapping.ifc_guid | BIM/MEP/O&M | Pending
3f1ae6fe-58f6-4ddf-b62d-582dbc9f6427 | Main Power Meter 01 | IfcFlowMeter | IFC_Core | bim_mapping.ifc_entity | IfcFlowMeter | text |  | JSON/COBie/IFC | Conditional | assets[].bim_mapping.ifc_entity | BIM/MEP/O&M | Pending
3f1ae6fe-58f6-4ddf-b62d-582dbc9f6427 | Main Power Meter 01 | IfcFlowMeter | IFC_Core | bim_mapping.ifc_name | Main Power Meter 01 | text |  | JSON/COBie/IFC | Conditional | assets[].bim_mapping.ifc_name | BIM/MEP/O&M | Pending
3f1ae6fe-58f6-4ddf-b62d-582dbc9f6427 | Main Power Meter 01 | IfcFlowMeter | IFC_Core | bim_mapping.source_model_id | IFC-MEP-001 | text |  | JSON/COBie/IFC | Conditional | assets[].bim_mapping.source_model_id | BIM/MEP/O&M | Pending
3f1ae6fe-58f6-4ddf-b62d-582dbc9f6427 | Main Power Meter 01 | IfcFlowMeter | IFC_Core | bim_mapping.global_id_locked | TRUE | boolean |  | JSON/COBie/IFC | Conditional | assets[].bim_mapping.global_id_locked | BIM/MEP/O&M | Pending
3f1ae6fe-58f6-4ddf-b62d-582dbc9f6427 | Main Power Meter 01 | IfcFlowMeter | Asset_Metadata | cobie_mapping.component_name | PWR-METER-MAIN-001 | text |  | JSON/COBie/IFC | Conditional | assets[].cobie_mapping.component_name | BIM/MEP/O&M | Pending
3f1ae6fe-58f6-4ddf-b62d-582dbc9f6427 | Main Power Meter 01 | IfcFlowMeter | Asset_Metadata | cobie_mapping.type_name | PowerMeter | text |  | JSON/COBie/IFC | Conditional | assets[].cobie_mapping.type_name | BIM/MEP/O&M | Pending
3f1ae6fe-58f6-4ddf-b62d-582dbc9f6427 | Main Power Meter 01 | IfcFlowMeter | Asset_Metadata | cobie_mapping.system_name | Energy Metering | text |  | JSON/COBie/IFC | Conditional | assets[].cobie_mapping.system_name | BIM/MEP/O&M | Pending
3f1ae6fe-58f6-4ddf-b62d-582dbc9f6427 | Main Power Meter 01 | IfcFlowMeter | Asset_Metadata | cobie_mapping.space_name | SP-B1-CHILLER | text |  | JSON/COBie/IFC | Conditional | assets[].cobie_mapping.space_name | BIM/MEP/O&M | Pending
3f1ae6fe-58f6-4ddf-b62d-582dbc9f6427 | Main Power Meter 01 | IfcFlowMeter | LOI_Manufacturer | manufacturer_data.manufacturer | Generic Manufacturer | text |  | JSON/COBie/IFC | Yes | assets[].manufacturer_data.manufacturer | BIM/MEP/O&M | Pending
3f1ae6fe-58f6-4ddf-b62d-582dbc9f6427 | Main Power Meter 01 | IfcFlowMeter | LOI_Manufacturer | manufacturer_data.model | Model-Placeholder | text |  | JSON/COBie/IFC | Yes | assets[].manufacturer_data.model | BIM/MEP/O&M | Pending
3f1ae6fe-58f6-4ddf-b62d-582dbc9f6427 | Main Power Meter 01 | IfcFlowMeter | LOI_Manufacturer | manufacturer_data.serial_number | SN-PWR-METER-MAIN-001 | text |  | JSON/COBie/IFC | Yes | assets[].manufacturer_data.serial_number | BIM/MEP/O&M | Pending
3f1ae6fe-58f6-4ddf-b62d-582dbc9f6427 | Main Power Meter 01 | IfcFlowMeter | LOI_Manufacturer | manufacturer_data.installation_date | 2026-05-15 | text |  | JSON/COBie/IFC | Conditional | assets[].manufacturer_data.installation_date | BIM/MEP/O&M | Pending
3f1ae6fe-58f6-4ddf-b62d-582dbc9f6427 | Main Power Meter 01 | IfcFlowMeter | LOI_Manufacturer | manufacturer_data.warranty_start_date | 2026-06-01 | text |  | JSON/COBie/IFC | Conditional | assets[].manufacturer_data.warranty_start_date | BIM/MEP/O&M | Pending
3f1ae6fe-58f6-4ddf-b62d-582dbc9f6427 | Main Power Meter 01 | IfcFlowMeter | LOI_Manufacturer | manufacturer_data.warranty_end_date | 2028-06-01 | text |  | JSON/COBie/IFC | Conditional | assets[].manufacturer_data.warranty_end_date | BIM/MEP/O&M | Pending
3f1ae6fe-58f6-4ddf-b62d-582dbc9f6427 | Main Power Meter 01 | IfcFlowMeter | LOI_Operation_Maintenance | operation_data.maintainable | TRUE | boolean |  | JSON/COBie/IFC | Conditional | assets[].operation_data.maintainable | BIM/MEP/O&M | Pending
3f1ae6fe-58f6-4ddf-b62d-582dbc9f6427 | Main Power Meter 01 | IfcFlowMeter | LOI_Operation_Maintenance | operation_data.criticality | High | text |  | JSON/COBie/IFC | Yes | assets[].operation_data.criticality | BIM/MEP/O&M | Pending
3f1ae6fe-58f6-4ddf-b62d-582dbc9f6427 | Main Power Meter 01 | IfcFlowMeter | LOI_Operation_Maintenance | operation_data.expected_life_years | 15 | number |  | JSON/COBie/IFC | Conditional | assets[].operation_data.expected_life_years | BIM/MEP/O&M | Pending
3f1ae6fe-58f6-4ddf-b62d-582dbc9f6427 | Main Power Meter 01 | IfcFlowMeter | LOI_Operation_Maintenance | operation_data.maintenance_strategy | preventive_and_condition_based | text |  | JSON/COBie/IFC | Yes | assets[].operation_data.maintenance_strategy | BIM/MEP/O&M | Pending
3f1ae6fe-58f6-4ddf-b62d-582dbc9f6427 | Main Power Meter 01 | IfcFlowMeter | LOI_Operation_Maintenance | operation_data.cmms_asset_id | CMMS-PWR-METER-MAIN-001 | text |  | JSON/COBie/IFC | Yes | assets[].operation_data.cmms_asset_id | BIM/MEP/O&M | Pending
3f1ae6fe-58f6-4ddf-b62d-582dbc9f6427 | Main Power Meter 01 | IfcFlowMeter | LOI_Operation_Maintenance | operation_data.spare_part_group | SPARE-POWER-METER | text |  | JSON/COBie/IFC | Conditional | assets[].operation_data.spare_part_group | BIM/MEP/O&M | Pending
3f1ae6fe-58f6-4ddf-b62d-582dbc9f6427 | Main Power Meter 01 | IfcFlowMeter | LOI_Operation_Maintenance | operation_data.manual_url | https://example.com/om_manuals/PWR-METER-MAIN-001.pdf | text |  | JSON/COBie/IFC | Conditional | assets[].operation_data.manual_url | BIM/MEP/O&M | Pending
3f1ae6fe-58f6-4ddf-b62d-582dbc9f6427 | Main Power Meter 01 | IfcFlowMeter | DTP_Metadata | digital_twin.dt_entity_type | asset | text |  | JSON/COBie/IFC | Conditional | assets[].digital_twin.dt_entity_type | BIM/MEP/O&M | Pending
3f1ae6fe-58f6-4ddf-b62d-582dbc9f6427 | Main Power Meter 01 | IfcFlowMeter | DTP_Metadata | digital_twin.state_source | BMS/IoT/CMMS | text |  | JSON/COBie/IFC | Conditional | assets[].digital_twin.state_source | BIM/MEP/O&M | Pending
3f1ae6fe-58f6-4ddf-b62d-582dbc9f6427 | Main Power Meter 01 | IfcFlowMeter | DTP_Metadata | digital_twin.realtime_enabled | TRUE | boolean |  | JSON/COBie/IFC | Conditional | assets[].digital_twin.realtime_enabled | BIM/MEP/O&M | Pending
3f1ae6fe-58f6-4ddf-b62d-582dbc9f6427 | Main Power Meter 01 | IfcFlowMeter | DTP_Metadata | digital_twin.history_enabled | TRUE | boolean |  | JSON/COBie/IFC | Conditional | assets[].digital_twin.history_enabled | BIM/MEP/O&M | Pending
3f1ae6fe-58f6-4ddf-b62d-582dbc9f6427 | Main Power Meter 01 | IfcFlowMeter | DTP_Metadata | digital_twin.visual_selectable | TRUE | boolean |  | JSON/COBie/IFC | Conditional | assets[].digital_twin.visual_selectable | BIM/MEP/O&M | Pending
3f1ae6fe-58f6-4ddf-b62d-582dbc9f6427 | Main Power Meter 01 | IfcFlowMeter | DTP_Metadata | digital_twin.visual_highlight_layer | LAYER-ASSET-ENERGY-METERING | text |  | JSON/COBie/IFC | Conditional | assets[].digital_twin.visual_highlight_layer | BIM/MEP/O&M | Pending
3f1ae6fe-58f6-4ddf-b62d-582dbc9f6427 | Main Power Meter 01 | IfcFlowMeter | Asset_Metadata | tags[0] | energy_metering | text |  | JSON/COBie/IFC | Conditional | assets[].tags[0] | BIM/MEP/O&M | Pending
3f1ae6fe-58f6-4ddf-b62d-582dbc9f6427 | Main Power Meter 01 | IfcFlowMeter | Asset_Metadata | tags[1] | power_meter | text |  | JSON/COBie/IFC | Conditional | assets[].tags[1] | BIM/MEP/O&M | Pending
3f1ae6fe-58f6-4ddf-b62d-582dbc9f6427 | Main Power Meter 01 | IfcFlowMeter | Asset_Metadata | tags[2] | powermeter | text |  | JSON/COBie/IFC | Conditional | assets[].tags[2] | BIM/MEP/O&M | Pending
9636843f-e391-4629-89da-1fe79b125377 | Solar Inverter 01 | IfcElectricAppliance | Asset_Metadata | asset_id | SOLAR-INV-001 | text |  | JSON/COBie/IFC | Yes | assets[].asset_id | BIM/MEP/O&M | Pending
9636843f-e391-4629-89da-1fe79b125377 | Solar Inverter 01 | IfcElectricAppliance | Asset_Metadata | asset_name | Solar Inverter 01 | text |  | JSON/COBie/IFC | Yes | assets[].asset_name | BIM/MEP/O&M | Pending
9636843f-e391-4629-89da-1fe79b125377 | Solar Inverter 01 | IfcElectricAppliance | Asset_Metadata | asset_status | in_service | text |  | JSON/COBie/IFC | Conditional | assets[].asset_status | BIM/MEP/O&M | Pending
9636843f-e391-4629-89da-1fe79b125377 | Solar Inverter 01 | IfcElectricAppliance | Asset_Metadata | system | Renewable Energy | text |  | JSON/COBie/IFC | Yes | assets[].system | BIM/MEP/O&M | Pending
9636843f-e391-4629-89da-1fe79b125377 | Solar Inverter 01 | IfcElectricAppliance | Asset_Metadata | discipline | MEP | text |  | JSON/COBie/IFC | Conditional | assets[].discipline | BIM/MEP/O&M | Pending
9636843f-e391-4629-89da-1fe79b125377 | Solar Inverter 01 | IfcElectricAppliance | Asset_Metadata | category | Inverter | text |  | JSON/COBie/IFC | Conditional | assets[].category | BIM/MEP/O&M | Pending
9636843f-e391-4629-89da-1fe79b125377 | Solar Inverter 01 | IfcElectricAppliance | Asset_Metadata | asset_type | SolarInverter | text |  | JSON/COBie/IFC | Yes | assets[].asset_type | BIM/MEP/O&M | Pending
9636843f-e391-4629-89da-1fe79b125377 | Solar Inverter 01 | IfcElectricAppliance | LOI_Classification | classification.uniclass_code | placeholder | text |  | JSON/COBie/IFC | Yes | assets[].classification.uniclass_code | BIM/MEP/O&M | Pending
9636843f-e391-4629-89da-1fe79b125377 | Solar Inverter 01 | IfcElectricAppliance | LOI_Classification | classification.omniclass_code | placeholder | text |  | JSON/COBie/IFC | Yes | assets[].classification.omniclass_code | BIM/MEP/O&M | Pending
9636843f-e391-4629-89da-1fe79b125377 | Solar Inverter 01 | IfcElectricAppliance | LOI_Classification | classification.local_classification | Renewable Energy/Inverter/SolarInverter | text |  | JSON/COBie/IFC | Conditional | assets[].classification.local_classification | BIM/MEP/O&M | Pending
9636843f-e391-4629-89da-1fe79b125377 | Solar Inverter 01 | IfcElectricAppliance | LOI_Location | location.facility_id | FAC-OFFICE-TOWER-A | text |  | JSON/COBie/IFC | Conditional | assets[].location.facility_id | BIM/MEP/O&M | Pending
9636843f-e391-4629-89da-1fe79b125377 | Solar Inverter 01 | IfcElectricAppliance | LOI_Location | location.floor_id | FL-ROOF | text |  | JSON/COBie/IFC | Yes | assets[].location.floor_id | BIM/MEP/O&M | Pending
9636843f-e391-4629-89da-1fe79b125377 | Solar Inverter 01 | IfcElectricAppliance | LOI_Location | location.space_id | SP-ROOF-SOLAR | text |  | JSON/COBie/IFC | Yes | assets[].location.space_id | BIM/MEP/O&M | Pending
9636843f-e391-4629-89da-1fe79b125377 | Solar Inverter 01 | IfcElectricAppliance | LOI_Location | location.zone_id | ZONE-ROOF-TECH | text |  | JSON/COBie/IFC | Conditional | assets[].location.zone_id | BIM/MEP/O&M | Pending
9636843f-e391-4629-89da-1fe79b125377 | Solar Inverter 01 | IfcElectricAppliance | IFC_Core | bim_mapping.ifc_guid | 9636843f-e391-4629-89da-1fe79b125377 | text |  | JSON/COBie/IFC | Yes | assets[].bim_mapping.ifc_guid | BIM/MEP/O&M | Pending
9636843f-e391-4629-89da-1fe79b125377 | Solar Inverter 01 | IfcElectricAppliance | IFC_Core | bim_mapping.ifc_entity | IfcElectricAppliance | text |  | JSON/COBie/IFC | Conditional | assets[].bim_mapping.ifc_entity | BIM/MEP/O&M | Pending
9636843f-e391-4629-89da-1fe79b125377 | Solar Inverter 01 | IfcElectricAppliance | IFC_Core | bim_mapping.ifc_name | Solar Inverter 01 | text |  | JSON/COBie/IFC | Conditional | assets[].bim_mapping.ifc_name | BIM/MEP/O&M | Pending
9636843f-e391-4629-89da-1fe79b125377 | Solar Inverter 01 | IfcElectricAppliance | IFC_Core | bim_mapping.source_model_id | IFC-MEP-001 | text |  | JSON/COBie/IFC | Conditional | assets[].bim_mapping.source_model_id | BIM/MEP/O&M | Pending
9636843f-e391-4629-89da-1fe79b125377 | Solar Inverter 01 | IfcElectricAppliance | IFC_Core | bim_mapping.global_id_locked | TRUE | boolean |  | JSON/COBie/IFC | Conditional | assets[].bim_mapping.global_id_locked | BIM/MEP/O&M | Pending
9636843f-e391-4629-89da-1fe79b125377 | Solar Inverter 01 | IfcElectricAppliance | Asset_Metadata | cobie_mapping.component_name | SOLAR-INV-001 | text |  | JSON/COBie/IFC | Conditional | assets[].cobie_mapping.component_name | BIM/MEP/O&M | Pending
9636843f-e391-4629-89da-1fe79b125377 | Solar Inverter 01 | IfcElectricAppliance | Asset_Metadata | cobie_mapping.type_name | SolarInverter | text |  | JSON/COBie/IFC | Conditional | assets[].cobie_mapping.type_name | BIM/MEP/O&M | Pending
9636843f-e391-4629-89da-1fe79b125377 | Solar Inverter 01 | IfcElectricAppliance | Asset_Metadata | cobie_mapping.system_name | Renewable Energy | text |  | JSON/COBie/IFC | Conditional | assets[].cobie_mapping.system_name | BIM/MEP/O&M | Pending
9636843f-e391-4629-89da-1fe79b125377 | Solar Inverter 01 | IfcElectricAppliance | Asset_Metadata | cobie_mapping.space_name | SP-ROOF-SOLAR | text |  | JSON/COBie/IFC | Conditional | assets[].cobie_mapping.space_name | BIM/MEP/O&M | Pending
9636843f-e391-4629-89da-1fe79b125377 | Solar Inverter 01 | IfcElectricAppliance | LOI_Manufacturer | manufacturer_data.manufacturer | Generic Manufacturer | text |  | JSON/COBie/IFC | Yes | assets[].manufacturer_data.manufacturer | BIM/MEP/O&M | Pending
9636843f-e391-4629-89da-1fe79b125377 | Solar Inverter 01 | IfcElectricAppliance | LOI_Manufacturer | manufacturer_data.model | Model-Placeholder | text |  | JSON/COBie/IFC | Yes | assets[].manufacturer_data.model | BIM/MEP/O&M | Pending
9636843f-e391-4629-89da-1fe79b125377 | Solar Inverter 01 | IfcElectricAppliance | LOI_Manufacturer | manufacturer_data.serial_number | SN-SOLAR-INV-001 | text |  | JSON/COBie/IFC | Yes | assets[].manufacturer_data.serial_number | BIM/MEP/O&M | Pending
9636843f-e391-4629-89da-1fe79b125377 | Solar Inverter 01 | IfcElectricAppliance | LOI_Manufacturer | manufacturer_data.installation_date | 2026-05-15 | text |  | JSON/COBie/IFC | Conditional | assets[].manufacturer_data.installation_date | BIM/MEP/O&M | Pending
9636843f-e391-4629-89da-1fe79b125377 | Solar Inverter 01 | IfcElectricAppliance | LOI_Manufacturer | manufacturer_data.warranty_start_date | 2026-06-01 | text |  | JSON/COBie/IFC | Conditional | assets[].manufacturer_data.warranty_start_date | BIM/MEP/O&M | Pending
9636843f-e391-4629-89da-1fe79b125377 | Solar Inverter 01 | IfcElectricAppliance | LOI_Manufacturer | manufacturer_data.warranty_end_date | 2028-06-01 | text |  | JSON/COBie/IFC | Conditional | assets[].manufacturer_data.warranty_end_date | BIM/MEP/O&M | Pending
9636843f-e391-4629-89da-1fe79b125377 | Solar Inverter 01 | IfcElectricAppliance | LOI_Operation_Maintenance | operation_data.maintainable | TRUE | boolean |  | JSON/COBie/IFC | Conditional | assets[].operation_data.maintainable | BIM/MEP/O&M | Pending
9636843f-e391-4629-89da-1fe79b125377 | Solar Inverter 01 | IfcElectricAppliance | LOI_Operation_Maintenance | operation_data.criticality | Medium | text |  | JSON/COBie/IFC | Yes | assets[].operation_data.criticality | BIM/MEP/O&M | Pending
9636843f-e391-4629-89da-1fe79b125377 | Solar Inverter 01 | IfcElectricAppliance | LOI_Operation_Maintenance | operation_data.expected_life_years | 15 | number |  | JSON/COBie/IFC | Conditional | assets[].operation_data.expected_life_years | BIM/MEP/O&M | Pending
9636843f-e391-4629-89da-1fe79b125377 | Solar Inverter 01 | IfcElectricAppliance | LOI_Operation_Maintenance | operation_data.maintenance_strategy | preventive_and_condition_based | text |  | JSON/COBie/IFC | Yes | assets[].operation_data.maintenance_strategy | BIM/MEP/O&M | Pending
9636843f-e391-4629-89da-1fe79b125377 | Solar Inverter 01 | IfcElectricAppliance | LOI_Operation_Maintenance | operation_data.cmms_asset_id | CMMS-SOLAR-INV-001 | text |  | JSON/COBie/IFC | Yes | assets[].operation_data.cmms_asset_id | BIM/MEP/O&M | Pending
9636843f-e391-4629-89da-1fe79b125377 | Solar Inverter 01 | IfcElectricAppliance | LOI_Operation_Maintenance | operation_data.spare_part_group | SPARE-INVERTER | text |  | JSON/COBie/IFC | Conditional | assets[].operation_data.spare_part_group | BIM/MEP/O&M | Pending
9636843f-e391-4629-89da-1fe79b125377 | Solar Inverter 01 | IfcElectricAppliance | LOI_Operation_Maintenance | operation_data.manual_url | https://example.com/om_manuals/SOLAR-INV-001.pdf | text |  | JSON/COBie/IFC | Conditional | assets[].operation_data.manual_url | BIM/MEP/O&M | Pending
9636843f-e391-4629-89da-1fe79b125377 | Solar Inverter 01 | IfcElectricAppliance | DTP_Metadata | digital_twin.dt_entity_type | asset | text |  | JSON/COBie/IFC | Conditional | assets[].digital_twin.dt_entity_type | BIM/MEP/O&M | Pending
9636843f-e391-4629-89da-1fe79b125377 | Solar Inverter 01 | IfcElectricAppliance | DTP_Metadata | digital_twin.state_source | BMS/IoT/CMMS | text |  | JSON/COBie/IFC | Conditional | assets[].digital_twin.state_source | BIM/MEP/O&M | Pending
9636843f-e391-4629-89da-1fe79b125377 | Solar Inverter 01 | IfcElectricAppliance | DTP_Metadata | digital_twin.realtime_enabled | TRUE | boolean |  | JSON/COBie/IFC | Conditional | assets[].digital_twin.realtime_enabled | BIM/MEP/O&M | Pending
9636843f-e391-4629-89da-1fe79b125377 | Solar Inverter 01 | IfcElectricAppliance | DTP_Metadata | digital_twin.history_enabled | TRUE | boolean |  | JSON/COBie/IFC | Conditional | assets[].digital_twin.history_enabled | BIM/MEP/O&M | Pending
9636843f-e391-4629-89da-1fe79b125377 | Solar Inverter 01 | IfcElectricAppliance | DTP_Metadata | digital_twin.visual_selectable | TRUE | boolean |  | JSON/COBie/IFC | Conditional | assets[].digital_twin.visual_selectable | BIM/MEP/O&M | Pending
9636843f-e391-4629-89da-1fe79b125377 | Solar Inverter 01 | IfcElectricAppliance | DTP_Metadata | digital_twin.visual_highlight_layer | LAYER-ASSET-RENEWABLE-ENERGY | text |  | JSON/COBie/IFC | Conditional | assets[].digital_twin.visual_highlight_layer | BIM/MEP/O&M | Pending
9636843f-e391-4629-89da-1fe79b125377 | Solar Inverter 01 | IfcElectricAppliance | Asset_Metadata | tags[0] | renewable_energy | text |  | JSON/COBie/IFC | Conditional | assets[].tags[0] | BIM/MEP/O&M | Pending
9636843f-e391-4629-89da-1fe79b125377 | Solar Inverter 01 | IfcElectricAppliance | Asset_Metadata | tags[1] | inverter | text |  | JSON/COBie/IFC | Conditional | assets[].tags[1] | BIM/MEP/O&M | Pending
9636843f-e391-4629-89da-1fe79b125377 | Solar Inverter 01 | IfcElectricAppliance | Asset_Metadata | tags[2] | solarinverter | text |  | JSON/COBie/IFC | Conditional | assets[].tags[2] | BIM/MEP/O&M | Pending

## 08_Asset_IFC_Mapping
08 Asset IFC Mapping | Mapping IFC object sang asset vận hành. Một asset có thể map 1 hoặc nhiều IFC object.
asset_id | asset_name | ifc_guid | ifc_name | ifc_entity | mapping_type | mapping_confidence | mapping_status | verified_by | verified_date | remarks
CHILLER-001 | Water Cooled Chiller 01 | 8ca2d6f4-d861-493a-9fba-47ec40dd32b8 | Water Cooled Chiller 01 | IfcEnergyConversionDevice | one_to_one | 0.95 | Pending
CHILLER-002 | Water Cooled Chiller 02 | 75256b8d-7566-435b-ad6f-fe431c268384 | Water Cooled Chiller 02 | IfcEnergyConversionDevice | one_to_one | 0.95 | Pending
CHWP-001 | Chilled Water Pump 01 | e3b13a4f-0f77-4d61-942e-fb0d2b746d10 | Chilled Water Pump 01 | IfcFlowMovingDevice | one_to_one | 0.95 | Pending
CHWP-002 | Chilled Water Pump 02 | 375672b9-c998-4f82-b686-68049252540f | Chilled Water Pump 02 | IfcFlowMovingDevice | one_to_one | 0.95 | Pending
CWP-001 | Condenser Water Pump 01 | 08bb2ecb-60df-4740-95bb-40dc1ea78f63 | Condenser Water Pump 01 | IfcFlowMovingDevice | one_to_one | 0.95 | Pending
CT-001 | Cooling Tower 01 | 5bfb7e78-c91b-4a89-965d-de801cb5108f | Cooling Tower 01 | IfcEnergyConversionDevice | one_to_one | 0.95 | Pending
AHU-L04-001 | Air Handling Unit L04-01 | 6f9aa529-3c8c-41e6-a964-a3af049921c5 | Air Handling Unit L04-01 | IfcFlowTreatmentDevice | one_to_one | 0.95 | Pending
FCU-L02-001 | Fan Coil Unit L02-001 | 007f4839-0d75-4f3b-a264-4ff9c71bec3d | Fan Coil Unit L02-001 | IfcFlowTerminal | one_to_one | 0.95 | Pending
VAV-L02-001 | VAV Box L02-001 | bd651c89-4802-4f98-9c28-19f8e72f04c7 | VAV Box L02-001 | IfcFlowController | one_to_one | 0.95 | Pending
FCU-L05-001 | Fan Coil Unit L05-001 | ba559227-d5d4-48ee-8b50-8bd3ebd39201 | Fan Coil Unit L05-001 | IfcFlowTerminal | one_to_one | 0.95 | Pending
VAV-L05-001 | VAV Box L05-001 | 5afa5db8-b04d-461f-8a15-4c53e55e3c88 | VAV Box L05-001 | IfcFlowController | one_to_one | 0.95 | Pending
FCU-L10-001 | Fan Coil Unit L10-001 | d3aa0593-2a36-463a-afac-a9e421da167b | Fan Coil Unit L10-001 | IfcFlowTerminal | one_to_one | 0.95 | Pending
VAV-L10-001 | VAV Box L10-001 | 790996df-89c1-4148-9650-dd6b39aa33ef | VAV Box L10-001 | IfcFlowController | one_to_one | 0.95 | Pending
FCU-L20-001 | Fan Coil Unit L20-001 | c9110d5f-e5b1-4aed-b787-7c3b40f17fae | Fan Coil Unit L20-001 | IfcFlowTerminal | one_to_one | 0.95 | Pending
VAV-L20-001 | VAV Box L20-001 | 6ad8b8d2-9d99-44b0-b5db-8cddea06d2ee | VAV Box L20-001 | IfcFlowController | one_to_one | 0.95 | Pending
TR-001 | Transformer 01 | 56e449e7-1b67-4383-b6b3-9afcc54673bc | Transformer 01 | IfcElectricDistributionBoard | one_to_one | 0.95 | Pending
MDB-001 | Main Distribution Board 01 | bfe1ef74-8838-472b-ac5b-28a10eb7cdda | Main Distribution Board 01 | IfcElectricDistributionBoard | one_to_one | 0.95 | Pending
ATS-001 | Automatic Transfer Switch 01 | 8425ee0b-4249-41a9-8a5b-c39151410a62 | Automatic Transfer Switch 01 | IfcSwitchingDevice | one_to_one | 0.95 | Pending
GEN-001 | Diesel Generator 01 | 26928abd-db3f-4513-a8e1-84ad366915a9 | Diesel Generator 01 | IfcElectricGenerator | one_to_one | 0.95 | Pending
UPS-001 | UPS System 01 | 7452bac0-7e08-42f0-a13e-502216a5dc87 | UPS System 01 | IfcElectricAppliance | one_to_one | 0.95 | Pending
LP-L01-001 | Lighting Panel L01-001 | 8bbf5041-36c5-499d-9702-108312fdfaf1 | Lighting Panel L01-001 | IfcElectricDistributionBoard | one_to_one | 0.95 | Pending
LP-L02-001 | Lighting Panel L02-001 | 6aae7531-5c3e-474d-98d3-f42a6e242cd9 | Lighting Panel L02-001 | IfcElectricDistributionBoard | one_to_one | 0.95 | Pending
LP-L05-001 | Lighting Panel L05-001 | 12bb2429-7a80-4a5a-baab-b7a713f4bac8 | Lighting Panel L05-001 | IfcElectricDistributionBoard | one_to_one | 0.95 | Pending
LP-L10-001 | Lighting Panel L10-001 | 11fc6f7f-058c-4741-bd10-65394be04638 | Lighting Panel L10-001 | IfcElectricDistributionBoard | one_to_one | 0.95 | Pending
LP-L20-001 | Lighting Panel L20-001 | 7fa8e1c6-bbfd-4c90-9fc7-de5177593148 | Lighting Panel L20-001 | IfcElectricDistributionBoard | one_to_one | 0.95 | Pending
FIRE-PUMP-001 | Main Fire Pump 01 | 04330da6-50e9-4b75-b45a-e9f692abb4a0 | Main Fire Pump 01 | IfcFlowMovingDevice | one_to_one | 0.95 | Pending
JOCKEY-PUMP-001 | Jockey Pump 01 | ba44cd47-a556-4098-8ef7-931f3cbb4568 | Jockey Pump 01 | IfcFlowMovingDevice | one_to_one | 0.95 | Pending
FACP-001 | Fire Alarm Control Panel | f44e3010-24a7-4d6e-9763-9931a796b631 | Fire Alarm Control Panel | IfcAlarm | one_to_one | 0.95 | Pending
SMOKE-B2-001 | Smoke Detector B2-001 | dd9f822e-4f64-4dcc-b585-06d9d4308033 | Smoke Detector B2-001 | IfcSensor | one_to_one | 0.95 | Pending
SPRINKLER-B2-001 | Sprinkler Zone Valve B2-001 | 6ff2f275-ecdd-4276-b839-4c7b453f734a | Sprinkler Zone Valve B2-001 | IfcValve | one_to_one | 0.95 | Pending
SMOKE-L01-001 | Smoke Detector L01-001 | 2c04cd7b-491c-40f9-a50b-0cd87dbf9008 | Smoke Detector L01-001 | IfcSensor | one_to_one | 0.95 | Pending
SPRINKLER-L01-001 | Sprinkler Zone Valve L01-001 | 234df69b-989e-4ae3-9b59-176722505a16 | Sprinkler Zone Valve L01-001 | IfcValve | one_to_one | 0.95 | Pending
SMOKE-L02-001 | Smoke Detector L02-001 | 2f12543c-cd24-466d-8527-d0c7bc2efd92 | Smoke Detector L02-001 | IfcSensor | one_to_one | 0.95 | Pending
SPRINKLER-L02-001 | Sprinkler Zone Valve L02-001 | 0dfdd687-af51-40be-9965-c66edde933a3 | Sprinkler Zone Valve L02-001 | IfcValve | one_to_one | 0.95 | Pending
SMOKE-L05-001 | Smoke Detector L05-001 | 292386e8-bd06-41ea-a82f-d785afca003b | Smoke Detector L05-001 | IfcSensor | one_to_one | 0.95 | Pending
SPRINKLER-L05-001 | Sprinkler Zone Valve L05-001 | 861a2a44-7af8-4ddb-887d-2611069ca668 | Sprinkler Zone Valve L05-001 | IfcValve | one_to_one | 0.95 | Pending
SMOKE-L10-001 | Smoke Detector L10-001 | aee0248a-350d-4fdf-b757-bfc68e4861f1 | Smoke Detector L10-001 | IfcSensor | one_to_one | 0.95 | Pending
SPRINKLER-L10-001 | Sprinkler Zone Valve L10-001 | 02d03615-f1b0-4206-8322-13ac6bc7ae44 | Sprinkler Zone Valve L10-001 | IfcValve | one_to_one | 0.95 | Pending
SMOKE-L20-001 | Smoke Detector L20-001 | 706ac21f-c409-43ec-adae-1aafb0260858 | Smoke Detector L20-001 | IfcSensor | one_to_one | 0.95 | Pending
SPRINKLER-L20-001 | Sprinkler Zone Valve L20-001 | 554ddc96-685e-4c19-b62a-1d3cf042a954 | Sprinkler Zone Valve L20-001 | IfcValve | one_to_one | 0.95 | Pending
DOM-PUMP-001 | Domestic Water Pump 01 | 968428ad-028c-4999-9f22-0280fe6ec3bf | Domestic Water Pump 01 | IfcFlowMovingDevice | one_to_one | 0.95 | Pending
SUMP-PUMP-B2-001 | Sump Pump B2-001 | b43e559e-ee99-49c2-8a8a-d6786b3bf5c9 | Sump Pump B2-001 | IfcFlowMovingDevice | one_to_one | 0.95 | Pending
WATER-METER-001 | Main Water Meter 01 | 8e23e835-f0e8-4633-ad67-b5fb7b659ee8 | Main Water Meter 01 | IfcFlowMeter | one_to_one | 0.95 | Pending
WATER-TANK-B2-001 | Domestic Water Tank B2 | 3bf1c62f-0b41-4975-b17e-d88f02b6efbb | Domestic Water Tank B2 | IfcTank | one_to_one | 0.95 | Pending
LIFT-01 | Passenger Lift 01 | 6bd54e63-e5cc-48ff-afd5-3d1ed0a44f52 | Passenger Lift 01 | IfcTransportElement | one_to_one | 0.95 | Pending
LIFT-02 | Passenger Lift 02 | 50345f0e-9930-40df-bbef-1731063f72e1 | Passenger Lift 02 | IfcTransportElement | one_to_one | 0.95 | Pending
LIFT-03 | Passenger Lift 03 | 45d3a2aa-74c5-442e-a856-c77740a04c0f | Passenger Lift 03 | IfcTransportElement | one_to_one | 0.95 | Pending
LIFT-04 | Passenger Lift 04 | 3f37678f-3694-424c-9574-5207baf210c9 | Passenger Lift 04 | IfcTransportElement | one_to_one | 0.95 | Pending
ESC-L01-001 | Escalator L01-001 | c75c405c-b504-469f-bd8c-02beb5e4cc13 | Escalator L01-001 | IfcTransportElement | one_to_one | 0.95 | Pending
CCTV-B2-001 | CCTV Camera B2-001 | 5d7f0dba-d602-4b47-ae60-a9c60e7928e7 | CCTV Camera B2-001 | IfcSensor | one_to_one | 0.95 | Pending
CCTV-L01-001 | CCTV Camera L01-001 | db2e9e9c-69fd-4a1f-9ba1-a06ec26fe722 | CCTV Camera L01-001 | IfcSensor | one_to_one | 0.95 | Pending
CCTV-L02-001 | CCTV Camera L02-001 | 6e7ccf72-7a56-47e9-bd22-98ebf062de8e | CCTV Camera L02-001 | IfcSensor | one_to_one | 0.95 | Pending
ACS-L01-001 | Access Control Door L01-001 | 6fae420f-9b8f-4977-9c7e-05894f997733 | Access Control Door L01-001 | IfcController | one_to_one | 0.95 | Pending
LPR-B2-001 | License Plate Recognition Camera B2 | 0953452d-1324-4bee-aa77-3bcc5a60cf2f | License Plate Recognition Camera B2 | IfcSensor | one_to_one | 0.95 | Pending
PARK-GATE-B2-001 | Parking Barrier Gate B2 | e1a99a10-ae7e-4869-8d03-c6b975bd820c | Parking Barrier Gate B2 | IfcDoor | one_to_one | 0.95 | Pending
IAQ-L01-001 | Indoor Air Quality Sensor L01-001 | 16dca2c1-2ae4-43dd-92a9-1bb37aa9f988 | Indoor Air Quality Sensor L01-001 | IfcSensor | one_to_one | 0.95 | Pending
OCC-L01-001 | Occupancy Sensor L01-001 | 9f1f6e0c-0e40-42d5-8803-423e45f98a24 | Occupancy Sensor L01-001 | IfcSensor | one_to_one | 0.95 | Pending
IAQ-L02-001 | Indoor Air Quality Sensor L02-001 | ee550c77-9953-4afe-8c48-59e47b68f208 | Indoor Air Quality Sensor L02-001 | IfcSensor | one_to_one | 0.95 | Pending
OCC-L02-001 | Occupancy Sensor L02-001 | e1c981d6-df16-4b9d-aea1-65d021cc5c53 | Occupancy Sensor L02-001 | IfcSensor | one_to_one | 0.95 | Pending
IAQ-L05-001 | Indoor Air Quality Sensor L05-001 | 593596bd-154c-41d2-8b7a-ce454ed2d864 | Indoor Air Quality Sensor L05-001 | IfcSensor | one_to_one | 0.95 | Pending
OCC-L05-001 | Occupancy Sensor L05-001 | e4323c58-f59a-4f60-9d37-8b98ecc23aeb | Occupancy Sensor L05-001 | IfcSensor | one_to_one | 0.95 | Pending
IAQ-L10-001 | Indoor Air Quality Sensor L10-001 | 10a31c7f-a8fa-4d3d-b93f-210aafa11166 | Indoor Air Quality Sensor L10-001 | IfcSensor | one_to_one | 0.95 | Pending
OCC-L10-001 | Occupancy Sensor L10-001 | f7bd85c8-4960-4640-a68d-30bda1c11a9e | Occupancy Sensor L10-001 | IfcSensor | one_to_one | 0.95 | Pending
IAQ-L20-001 | Indoor Air Quality Sensor L20-001 | 239beade-c540-4a1e-b775-b91c68d2e878 | Indoor Air Quality Sensor L20-001 | IfcSensor | one_to_one | 0.95 | Pending
OCC-L20-001 | Occupancy Sensor L20-001 | 5f2e7152-b28a-465c-8d60-0fd6769f86e6 | Occupancy Sensor L20-001 | IfcSensor | one_to_one | 0.95 | Pending
PWR-METER-MAIN-001 | Main Power Meter 01 | 3f1ae6fe-58f6-4ddf-b62d-582dbc9f6427 | Main Power Meter 01 | IfcFlowMeter | one_to_one | 0.95 | Pending
SOLAR-INV-001 | Solar Inverter 01 | 9636843f-e391-4629-89da-1fe79b125377 | Solar Inverter 01 | IfcElectricAppliance | one_to_one | 0.95 | Pending

## 09_Assets
09 Assets | Asset Registry vận hành; chỉ gồm object cần quản lý O&M/Digital Twin.
asset_id | asset_name | asset_status | system | discipline | category | asset_type | uniclass_code | omniclass_code | local_classification | facility_id | floor_id | space_id | zone_id | ifc_guid | ifc_entity | ifc_name | source_model_id | manufacturer | model | serial_number | installation_date | warranty_start_date | warranty_end_date | maintainable | criticality | expected_life_years | maintenance_strategy | cmms_asset_id | spare_part_group | manual_url | realtime_enabled | history_enabled | visual_selectable | asset_naming_compliance | loi_complete | review_status | remarks
CHILLER-001 | Water Cooled Chiller 01 | in_service | HVAC | MEP | Chiller Plant | WaterCooledChiller | placeholder | placeholder | HVAC/Chiller Plant/WaterCooledChiller | FAC-OFFICE-TOWER-A | FL-B1 | SP-B1-CHILLER | ZONE-HVAC-B1-PLANT | 8ca2d6f4-d861-493a-9fba-47ec40dd32b8 | IfcEnergyConversionDevice | Water Cooled Chiller 01 | IFC-MEP-001 | Carrier | 19XR | SN-CHILLER-001 | 2026-05-15 | 2026-06-01 | 2028-06-01 | TRUE | Medium | 15 | preventive_and_condition_based | CMMS-CHILLER-001 | SPARE-CHILLER-PLANT | https://example.com/om_manuals/CHILLER-001.pdf | TRUE | TRUE | TRUE | To check | To check | Pending
CHILLER-002 | Water Cooled Chiller 02 | in_service | HVAC | MEP | Chiller Plant | WaterCooledChiller | placeholder | placeholder | HVAC/Chiller Plant/WaterCooledChiller | FAC-OFFICE-TOWER-A | FL-B1 | SP-B1-CHILLER | ZONE-HVAC-B1-PLANT | 75256b8d-7566-435b-ad6f-fe431c268384 | IfcEnergyConversionDevice | Water Cooled Chiller 02 | IFC-MEP-001 | Carrier | 19XR | SN-CHILLER-002 | 2026-05-15 | 2026-06-01 | 2028-06-01 | TRUE | Medium | 15 | preventive_and_condition_based | CMMS-CHILLER-002 | SPARE-CHILLER-PLANT | https://example.com/om_manuals/CHILLER-002.pdf | TRUE | TRUE | TRUE | To check | To check | Pending
CHWP-001 | Chilled Water Pump 01 | in_service | HVAC | MEP | Pump | ChilledWaterPump | placeholder | placeholder | HVAC/Pump/ChilledWaterPump | FAC-OFFICE-TOWER-A | FL-B1 | SP-B1-CHILLER | ZONE-HVAC-B1-PLANT | e3b13a4f-0f77-4d61-942e-fb0d2b746d10 | IfcFlowMovingDevice | Chilled Water Pump 01 | IFC-MEP-001 | Grundfos | NB | SN-CHWP-001 | 2026-05-15 | 2026-06-01 | 2028-06-01 | TRUE | Medium | 15 | preventive_and_condition_based | CMMS-CHWP-001 | SPARE-PUMP | https://example.com/om_manuals/CHWP-001.pdf | TRUE | TRUE | TRUE | To check | To check | Pending
CHWP-002 | Chilled Water Pump 02 | in_service | HVAC | MEP | Pump | ChilledWaterPump | placeholder | placeholder | HVAC/Pump/ChilledWaterPump | FAC-OFFICE-TOWER-A | FL-B1 | SP-B1-CHILLER | ZONE-HVAC-B1-PLANT | 375672b9-c998-4f82-b686-68049252540f | IfcFlowMovingDevice | Chilled Water Pump 02 | IFC-MEP-001 | Grundfos | NB | SN-CHWP-002 | 2026-05-15 | 2026-06-01 | 2028-06-01 | TRUE | Medium | 15 | preventive_and_condition_based | CMMS-CHWP-002 | SPARE-PUMP | https://example.com/om_manuals/CHWP-002.pdf | TRUE | TRUE | TRUE | To check | To check | Pending
CWP-001 | Condenser Water Pump 01 | in_service | HVAC | MEP | Pump | CondenserWaterPump | placeholder | placeholder | HVAC/Pump/CondenserWaterPump | FAC-OFFICE-TOWER-A | FL-B1 | SP-B1-CHILLER | ZONE-HVAC-B1-PLANT | 08bb2ecb-60df-4740-95bb-40dc1ea78f63 | IfcFlowMovingDevice | Condenser Water Pump 01 | IFC-MEP-001 | Generic Manufacturer | Model-Placeholder | SN-CWP-001 | 2026-05-15 | 2026-06-01 | 2028-06-01 | TRUE | Medium | 15 | preventive_and_condition_based | CMMS-CWP-001 | SPARE-PUMP | https://example.com/om_manuals/CWP-001.pdf | TRUE | TRUE | TRUE | To check | To check | Pending
CT-001 | Cooling Tower 01 | in_service | HVAC | MEP | Cooling Tower | CoolingTower | placeholder | placeholder | HVAC/Cooling Tower/CoolingTower | FAC-OFFICE-TOWER-A | FL-ROOF | SP-ROOF-SOLAR | ZONE-ROOF-TECH | 5bfb7e78-c91b-4a89-965d-de801cb5108f | IfcEnergyConversionDevice | Cooling Tower 01 | IFC-MEP-001 | Generic Manufacturer | Model-Placeholder | SN-CT-001 | 2026-05-15 | 2026-06-01 | 2028-06-01 | TRUE | Medium | 15 | preventive_and_condition_based | CMMS-CT-001 | SPARE-COOLING-TOWER | https://example.com/om_manuals/CT-001.pdf | TRUE | TRUE | TRUE | To check | To check | Pending
AHU-L04-001 | Air Handling Unit L04-01 | in_service | HVAC | MEP | Air Handling Unit | AHU | placeholder | placeholder | HVAC/Air Handling Unit/AHU | FAC-OFFICE-TOWER-A | FL-L04 | SP-L04-AHU | ZONE-OFFICE-L05 | 6f9aa529-3c8c-41e6-a964-a3af049921c5 | IfcFlowTreatmentDevice | Air Handling Unit L04-01 | IFC-MEP-001 | Daikin | AHU-X500 | SN-AHU-L04-001 | 2026-05-15 | 2026-06-01 | 2028-06-01 | TRUE | Medium | 15 | preventive_and_condition_based | CMMS-AHU-L04-001 | SPARE-AIR-HANDLING-UNIT | https://example.com/om_manuals/AHU-L04-001.pdf | TRUE | TRUE | TRUE | To check | To check | Pending
FCU-L02-001 | Fan Coil Unit L02-001 | in_service | HVAC | MEP | Fan Coil Unit | FCU | placeholder | placeholder | HVAC/Fan Coil Unit/FCU | FAC-OFFICE-TOWER-A | FL-L02 | SP-L02-OFFICE-A | ZONE-OFFICE-L02 | 007f4839-0d75-4f3b-a264-4ff9c71bec3d | IfcFlowTerminal | Fan Coil Unit L02-001 | IFC-MEP-001 | Daikin | FCU-400 | SN-FCU-L02-001 | 2026-05-15 | 2026-06-01 | 2028-06-01 | TRUE | Medium | 15 | preventive_and_condition_based | CMMS-FCU-L02-001 | SPARE-FAN-COIL-UNIT | https://example.com/om_manuals/FCU-L02-001.pdf | TRUE | TRUE | TRUE | To check | To check | Pending
VAV-L02-001 | VAV Box L02-001 | in_service | HVAC | MEP | Air Terminal | VAV | placeholder | placeholder | HVAC/Air Terminal/VAV | FAC-OFFICE-TOWER-A | FL-L02 | SP-L02-OFFICE-A | ZONE-OFFICE-L02 | bd651c89-4802-4f98-9c28-19f8e72f04c7 | IfcFlowController | VAV Box L02-001 | IFC-MEP-001 | Generic Manufacturer | Model-Placeholder | SN-VAV-L02-001 | 2026-05-15 | 2026-06-01 | 2028-06-01 | TRUE | Medium | 15 | preventive_and_condition_based | CMMS-VAV-L02-001 | SPARE-AIR-TERMINAL | https://example.com/om_manuals/VAV-L02-001.pdf | TRUE | TRUE | TRUE | To check | To check | Pending
FCU-L05-001 | Fan Coil Unit L05-001 | in_service | HVAC | MEP | Fan Coil Unit | FCU | placeholder | placeholder | HVAC/Fan Coil Unit/FCU | FAC-OFFICE-TOWER-A | FL-L05 | SP-L05-OFFICE-A | ZONE-OFFICE-L05 | ba559227-d5d4-48ee-8b50-8bd3ebd39201 | IfcFlowTerminal | Fan Coil Unit L05-001 | IFC-MEP-001 | Daikin | FCU-400 | SN-FCU-L05-001 | 2026-05-15 | 2026-06-01 | 2028-06-01 | TRUE | Medium | 15 | preventive_and_condition_based | CMMS-FCU-L05-001 | SPARE-FAN-COIL-UNIT | https://example.com/om_manuals/FCU-L05-001.pdf | TRUE | TRUE | TRUE | To check | To check | Pending
VAV-L05-001 | VAV Box L05-001 | in_service | HVAC | MEP | Air Terminal | VAV | placeholder | placeholder | HVAC/Air Terminal/VAV | FAC-OFFICE-TOWER-A | FL-L05 | SP-L05-OFFICE-A | ZONE-OFFICE-L05 | 5afa5db8-b04d-461f-8a15-4c53e55e3c88 | IfcFlowController | VAV Box L05-001 | IFC-MEP-001 | Generic Manufacturer | Model-Placeholder | SN-VAV-L05-001 | 2026-05-15 | 2026-06-01 | 2028-06-01 | TRUE | Medium | 15 | preventive_and_condition_based | CMMS-VAV-L05-001 | SPARE-AIR-TERMINAL | https://example.com/om_manuals/VAV-L05-001.pdf | TRUE | TRUE | TRUE | To check | To check | Pending
FCU-L10-001 | Fan Coil Unit L10-001 | in_service | HVAC | MEP | Fan Coil Unit | FCU | placeholder | placeholder | HVAC/Fan Coil Unit/FCU | FAC-OFFICE-TOWER-A | FL-L10 | SP-L10-OFFICE-A | ZONE-OFFICE-L10 | d3aa0593-2a36-463a-afac-a9e421da167b | IfcFlowTerminal | Fan Coil Unit L10-001 | IFC-MEP-001 | Daikin | FCU-400 | SN-FCU-L10-001 | 2026-05-15 | 2026-06-01 | 2028-06-01 | TRUE | Medium | 15 | preventive_and_condition_based | CMMS-FCU-L10-001 | SPARE-FAN-COIL-UNIT | https://example.com/om_manuals/FCU-L10-001.pdf | TRUE | TRUE | TRUE | To check | To check | Pending
VAV-L10-001 | VAV Box L10-001 | in_service | HVAC | MEP | Air Terminal | VAV | placeholder | placeholder | HVAC/Air Terminal/VAV | FAC-OFFICE-TOWER-A | FL-L10 | SP-L10-OFFICE-A | ZONE-OFFICE-L10 | 790996df-89c1-4148-9650-dd6b39aa33ef | IfcFlowController | VAV Box L10-001 | IFC-MEP-001 | Generic Manufacturer | Model-Placeholder | SN-VAV-L10-001 | 2026-05-15 | 2026-06-01 | 2028-06-01 | TRUE | Medium | 15 | preventive_and_condition_based | CMMS-VAV-L10-001 | SPARE-AIR-TERMINAL | https://example.com/om_manuals/VAV-L10-001.pdf | TRUE | TRUE | TRUE | To check | To check | Pending
FCU-L20-001 | Fan Coil Unit L20-001 | in_service | HVAC | MEP | Fan Coil Unit | FCU | placeholder | placeholder | HVAC/Fan Coil Unit/FCU | FAC-OFFICE-TOWER-A | FL-L20 | SP-L20-OFFICE-A | ZONE-OFFICE-L20 | c9110d5f-e5b1-4aed-b787-7c3b40f17fae | IfcFlowTerminal | Fan Coil Unit L20-001 | IFC-MEP-001 | Daikin | FCU-400 | SN-FCU-L20-001 | 2026-05-15 | 2026-06-01 | 2028-06-01 | TRUE | Medium | 15 | preventive_and_condition_based | CMMS-FCU-L20-001 | SPARE-FAN-COIL-UNIT | https://example.com/om_manuals/FCU-L20-001.pdf | TRUE | TRUE | TRUE | To check | To check | Pending
VAV-L20-001 | VAV Box L20-001 | in_service | HVAC | MEP | Air Terminal | VAV | placeholder | placeholder | HVAC/Air Terminal/VAV | FAC-OFFICE-TOWER-A | FL-L20 | SP-L20-OFFICE-A | ZONE-OFFICE-L20 | 6ad8b8d2-9d99-44b0-b5db-8cddea06d2ee | IfcFlowController | VAV Box L20-001 | IFC-MEP-001 | Generic Manufacturer | Model-Placeholder | SN-VAV-L20-001 | 2026-05-15 | 2026-06-01 | 2028-06-01 | TRUE | Medium | 15 | preventive_and_condition_based | CMMS-VAV-L20-001 | SPARE-AIR-TERMINAL | https://example.com/om_manuals/VAV-L20-001.pdf | TRUE | TRUE | TRUE | To check | To check | Pending
TR-001 | Transformer 01 | in_service | Electrical | MEP | Transformer | Transformer | placeholder | placeholder | Electrical/Transformer/Transformer | FAC-OFFICE-TOWER-A | FL-B1 | SP-B1-CHILLER | ZONE-HVAC-B1-PLANT | 56e449e7-1b67-4383-b6b3-9afcc54673bc | IfcElectricDistributionBoard | Transformer 01 | IFC-MEP-001 | Generic Manufacturer | Model-Placeholder | SN-TR-001 | 2026-05-15 | 2026-06-01 | 2028-06-01 | TRUE | High | 15 | preventive_and_condition_based | CMMS-TR-001 | SPARE-TRANSFORMER | https://example.com/om_manuals/TR-001.pdf | TRUE | TRUE | TRUE | To check | To check | Pending
MDB-001 | Main Distribution Board 01 | in_service | Electrical | MEP | Distribution Board | MDB | placeholder | placeholder | Electrical/Distribution Board/MDB | FAC-OFFICE-TOWER-A | FL-B1 | SP-B1-CHILLER | ZONE-HVAC-B1-PLANT | bfe1ef74-8838-472b-ac5b-28a10eb7cdda | IfcElectricDistributionBoard | Main Distribution Board 01 | IFC-MEP-001 | Generic Manufacturer | Model-Placeholder | SN-MDB-001 | 2026-05-15 | 2026-06-01 | 2028-06-01 | TRUE | High | 15 | preventive_and_condition_based | CMMS-MDB-001 | SPARE-DISTRIBUTION-BOARD | https://example.com/om_manuals/MDB-001.pdf | TRUE | TRUE | TRUE | To check | To check | Pending
ATS-001 | Automatic Transfer Switch 01 | in_service | Electrical | MEP | ATS | ATS | placeholder | placeholder | Electrical/ATS/ATS | FAC-OFFICE-TOWER-A | FL-B1 | SP-B1-CHILLER | ZONE-HVAC-B1-PLANT | 8425ee0b-4249-41a9-8a5b-c39151410a62 | IfcSwitchingDevice | Automatic Transfer Switch 01 | IFC-MEP-001 | Generic Manufacturer | Model-Placeholder | SN-ATS-001 | 2026-05-15 | 2026-06-01 | 2028-06-01 | TRUE | High | 15 | preventive_and_condition_based | CMMS-ATS-001 | SPARE-ATS | https://example.com/om_manuals/ATS-001.pdf | TRUE | TRUE | TRUE | To check | To check | Pending
GEN-001 | Diesel Generator 01 | in_service | Electrical | MEP | Generator | DieselGenerator | placeholder | placeholder | Electrical/Generator/DieselGenerator | FAC-OFFICE-TOWER-A | FL-B1 | SP-B1-CHILLER | ZONE-HVAC-B1-PLANT | 26928abd-db3f-4513-a8e1-84ad366915a9 | IfcElectricGenerator | Diesel Generator 01 | IFC-MEP-001 | Generic Manufacturer | Model-Placeholder | SN-GEN-001 | 2026-05-15 | 2026-06-01 | 2028-06-01 | TRUE | High | 15 | preventive_and_condition_based | CMMS-GEN-001 | SPARE-GENERATOR | https://example.com/om_manuals/GEN-001.pdf | TRUE | TRUE | TRUE | To check | To check | Pending
UPS-001 | UPS System 01 | in_service | Electrical | MEP | UPS | UPS | placeholder | placeholder | Electrical/UPS/UPS | FAC-OFFICE-TOWER-A | FL-L01 | SP-L01-SECURITY | ZONE-PUBLIC-L01 | 7452bac0-7e08-42f0-a13e-502216a5dc87 | IfcElectricAppliance | UPS System 01 | IFC-MEP-001 | Generic Manufacturer | Model-Placeholder | SN-UPS-001 | 2026-05-15 | 2026-06-01 | 2028-06-01 | TRUE | High | 15 | preventive_and_condition_based | CMMS-UPS-001 | SPARE-UPS | https://example.com/om_manuals/UPS-001.pdf | TRUE | TRUE | TRUE | To check | To check | Pending
LP-L01-001 | Lighting Panel L01-001 | in_service | Electrical | MEP | Lighting Panel | LP | placeholder | placeholder | Electrical/Lighting Panel/LP | FAC-OFFICE-TOWER-A | FL-L01 | SP-L01-LOBBY | ZONE-PUBLIC-L01 | 8bbf5041-36c5-499d-9702-108312fdfaf1 | IfcElectricDistributionBoard | Lighting Panel L01-001 | IFC-MEP-001 | Generic Manufacturer | Model-Placeholder | SN-LP-L01-001 | 2026-05-15 | 2026-06-01 | 2028-06-01 | TRUE | Medium | 15 | preventive_and_condition_based | CMMS-LP-L01-001 | SPARE-LIGHTING-PANEL | https://example.com/om_manuals/LP-L01-001.pdf | TRUE | TRUE | TRUE | To check | To check | Pending
LP-L02-001 | Lighting Panel L02-001 | in_service | Electrical | MEP | Lighting Panel | LP | placeholder | placeholder | Electrical/Lighting Panel/LP | FAC-OFFICE-TOWER-A | FL-L02 | SP-L02-OFFICE-A | ZONE-OFFICE-L02 | 6aae7531-5c3e-474d-98d3-f42a6e242cd9 | IfcElectricDistributionBoard | Lighting Panel L02-001 | IFC-MEP-001 | Generic Manufacturer | Model-Placeholder | SN-LP-L02-001 | 2026-05-15 | 2026-06-01 | 2028-06-01 | TRUE | Medium | 15 | preventive_and_condition_based | CMMS-LP-L02-001 | SPARE-LIGHTING-PANEL | https://example.com/om_manuals/LP-L02-001.pdf | TRUE | TRUE | TRUE | To check | To check | Pending
LP-L05-001 | Lighting Panel L05-001 | in_service | Electrical | MEP | Lighting Panel | LP | placeholder | placeholder | Electrical/Lighting Panel/LP | FAC-OFFICE-TOWER-A | FL-L05 | SP-L05-OFFICE-A | ZONE-OFFICE-L05 | 12bb2429-7a80-4a5a-baab-b7a713f4bac8 | IfcElectricDistributionBoard | Lighting Panel L05-001 | IFC-MEP-001 | Generic Manufacturer | Model-Placeholder | SN-LP-L05-001 | 2026-05-15 | 2026-06-01 | 2028-06-01 | TRUE | Medium | 15 | preventive_and_condition_based | CMMS-LP-L05-001 | SPARE-LIGHTING-PANEL | https://example.com/om_manuals/LP-L05-001.pdf | TRUE | TRUE | TRUE | To check | To check | Pending
LP-L10-001 | Lighting Panel L10-001 | in_service | Electrical | MEP | Lighting Panel | LP | placeholder | placeholder | Electrical/Lighting Panel/LP | FAC-OFFICE-TOWER-A | FL-L10 | SP-L10-OFFICE-A | ZONE-OFFICE-L10 | 11fc6f7f-058c-4741-bd10-65394be04638 | IfcElectricDistributionBoard | Lighting Panel L10-001 | IFC-MEP-001 | Generic Manufacturer | Model-Placeholder | SN-LP-L10-001 | 2026-05-15 | 2026-06-01 | 2028-06-01 | TRUE | Medium | 15 | preventive_and_condition_based | CMMS-LP-L10-001 | SPARE-LIGHTING-PANEL | https://example.com/om_manuals/LP-L10-001.pdf | TRUE | TRUE | TRUE | To check | To check | Pending
LP-L20-001 | Lighting Panel L20-001 | in_service | Electrical | MEP | Lighting Panel | LP | placeholder | placeholder | Electrical/Lighting Panel/LP | FAC-OFFICE-TOWER-A | FL-L20 | SP-L20-OFFICE-A | ZONE-OFFICE-L20 | 7fa8e1c6-bbfd-4c90-9fc7-de5177593148 | IfcElectricDistributionBoard | Lighting Panel L20-001 | IFC-MEP-001 | Generic Manufacturer | Model-Placeholder | SN-LP-L20-001 | 2026-05-15 | 2026-06-01 | 2028-06-01 | TRUE | Medium | 15 | preventive_and_condition_based | CMMS-LP-L20-001 | SPARE-LIGHTING-PANEL | https://example.com/om_manuals/LP-L20-001.pdf | TRUE | TRUE | TRUE | To check | To check | Pending
FIRE-PUMP-001 | Main Fire Pump 01 | in_service | Fire Fighting | MEP | Pump | MainFirePump | placeholder | placeholder | Fire Fighting/Pump/MainFirePump | FAC-OFFICE-TOWER-A | FL-B1 | SP-B1-FIRE-PUMP | ZONE-FIRE-B1 | 04330da6-50e9-4b75-b45a-e9f692abb4a0 | IfcFlowMovingDevice | Main Fire Pump 01 | IFC-MEP-001 | Generic Manufacturer | Model-Placeholder | SN-FIRE-PUMP-001 | 2026-05-15 | 2026-06-01 | 2028-06-01 | TRUE | High | 15 | preventive_and_condition_based | CMMS-FIRE-PUMP-001 | SPARE-PUMP | https://example.com/om_manuals/FIRE-PUMP-001.pdf | TRUE | TRUE | TRUE | To check | To check | Pending
JOCKEY-PUMP-001 | Jockey Pump 01 | in_service | Fire Fighting | MEP | Pump | JockeyPump | placeholder | placeholder | Fire Fighting/Pump/JockeyPump | FAC-OFFICE-TOWER-A | FL-B1 | SP-B1-FIRE-PUMP | ZONE-FIRE-B1 | ba44cd47-a556-4098-8ef7-931f3cbb4568 | IfcFlowMovingDevice | Jockey Pump 01 | IFC-MEP-001 | Generic Manufacturer | Model-Placeholder | SN-JOCKEY-PUMP-001 | 2026-05-15 | 2026-06-01 | 2028-06-01 | TRUE | High | 15 | preventive_and_condition_based | CMMS-JOCKEY-PUMP-001 | SPARE-PUMP | https://example.com/om_manuals/JOCKEY-PUMP-001.pdf | TRUE | TRUE | TRUE | To check | To check | Pending
FACP-001 | Fire Alarm Control Panel | in_service | Fire Alarm | MEP | Control Panel | FACP | placeholder | placeholder | Fire Alarm/Control Panel/FACP | FAC-OFFICE-TOWER-A | FL-L01 | SP-L01-SECURITY | ZONE-PUBLIC-L01 | f44e3010-24a7-4d6e-9763-9931a796b631 | IfcAlarm | Fire Alarm Control Panel | IFC-MEP-001 | Generic Manufacturer | Model-Placeholder | SN-FACP-001 | 2026-05-15 | 2026-06-01 | 2028-06-01 | TRUE | High | 15 | preventive_and_condition_based | CMMS-FACP-001 | SPARE-CONTROL-PANEL | https://example.com/om_manuals/FACP-001.pdf | TRUE | TRUE | TRUE | To check | To check | Pending
SMOKE-B2-001 | Smoke Detector B2-001 | in_service | Fire Alarm | MEP | Detector | SmokeDetector | placeholder | placeholder | Fire Alarm/Detector/SmokeDetector | FAC-OFFICE-TOWER-A | FL-B2 | SP-B2-PARKING-A | ZONE-FIRE-B1 | dd9f822e-4f64-4dcc-b585-06d9d4308033 | IfcSensor | Smoke Detector B2-001 | IFC-MEP-001 | Generic Manufacturer | Model-Placeholder | SN-SMOKE-B2-001 | 2026-05-15 | 2026-06-01 | 2028-06-01 | TRUE | High | 15 | preventive_and_condition_based | CMMS-SMOKE-B2-001 | SPARE-DETECTOR | https://example.com/om_manuals/SMOKE-B2-001.pdf | TRUE | TRUE | TRUE | To check | To check | Pending
SPRINKLER-B2-001 | Sprinkler Zone Valve B2-001 | in_service | Fire Fighting | MEP | Valve | SprinklerValve | placeholder | placeholder | Fire Fighting/Valve/SprinklerValve | FAC-OFFICE-TOWER-A | FL-B2 | SP-B2-PARKING-A | ZONE-FIRE-B1 | 6ff2f275-ecdd-4276-b839-4c7b453f734a | IfcValve | Sprinkler Zone Valve B2-001 | IFC-MEP-001 | Generic Manufacturer | Model-Placeholder | SN-SPRINKLER-B2-001 | 2026-05-15 | 2026-06-01 | 2028-06-01 | TRUE | High | 15 | preventive_and_condition_based | CMMS-SPRINKLER-B2-001 | SPARE-VALVE | https://example.com/om_manuals/SPRINKLER-B2-001.pdf | TRUE | TRUE | TRUE | To check | To check | Pending
SMOKE-L01-001 | Smoke Detector L01-001 | in_service | Fire Alarm | MEP | Detector | SmokeDetector | placeholder | placeholder | Fire Alarm/Detector/SmokeDetector | FAC-OFFICE-TOWER-A | FL-L01 | SP-L01-LOBBY | ZONE-PUBLIC-L01 | 2c04cd7b-491c-40f9-a50b-0cd87dbf9008 | IfcSensor | Smoke Detector L01-001 | IFC-MEP-001 | Generic Manufacturer | Model-Placeholder | SN-SMOKE-L01-001 | 2026-05-15 | 2026-06-01 | 2028-06-01 | TRUE | High | 15 | preventive_and_condition_based | CMMS-SMOKE-L01-001 | SPARE-DETECTOR | https://example.com/om_manuals/SMOKE-L01-001.pdf | TRUE | TRUE | TRUE | To check | To check | Pending
SPRINKLER-L01-001 | Sprinkler Zone Valve L01-001 | in_service | Fire Fighting | MEP | Valve | SprinklerValve | placeholder | placeholder | Fire Fighting/Valve/SprinklerValve | FAC-OFFICE-TOWER-A | FL-L01 | SP-L01-LOBBY | ZONE-PUBLIC-L01 | 234df69b-989e-4ae3-9b59-176722505a16 | IfcValve | Sprinkler Zone Valve L01-001 | IFC-MEP-001 | Generic Manufacturer | Model-Placeholder | SN-SPRINKLER-L01-001 | 2026-05-15 | 2026-06-01 | 2028-06-01 | TRUE | High | 15 | preventive_and_condition_based | CMMS-SPRINKLER-L01-001 | SPARE-VALVE | https://example.com/om_manuals/SPRINKLER-L01-001.pdf | TRUE | TRUE | TRUE | To check | To check | Pending
SMOKE-L02-001 | Smoke Detector L02-001 | in_service | Fire Alarm | MEP | Detector | SmokeDetector | placeholder | placeholder | Fire Alarm/Detector/SmokeDetector | FAC-OFFICE-TOWER-A | FL-L02 | SP-L02-OFFICE-A | ZONE-OFFICE-L02 | 2f12543c-cd24-466d-8527-d0c7bc2efd92 | IfcSensor | Smoke Detector L02-001 | IFC-MEP-001 | Generic Manufacturer | Model-Placeholder | SN-SMOKE-L02-001 | 2026-05-15 | 2026-06-01 | 2028-06-01 | TRUE | High | 15 | preventive_and_condition_based | CMMS-SMOKE-L02-001 | SPARE-DETECTOR | https://example.com/om_manuals/SMOKE-L02-001.pdf | TRUE | TRUE | TRUE | To check | To check | Pending
SPRINKLER-L02-001 | Sprinkler Zone Valve L02-001 | in_service | Fire Fighting | MEP | Valve | SprinklerValve | placeholder | placeholder | Fire Fighting/Valve/SprinklerValve | FAC-OFFICE-TOWER-A | FL-L02 | SP-L02-OFFICE-A | ZONE-OFFICE-L02 | 0dfdd687-af51-40be-9965-c66edde933a3 | IfcValve | Sprinkler Zone Valve L02-001 | IFC-MEP-001 | Generic Manufacturer | Model-Placeholder | SN-SPRINKLER-L02-001 | 2026-05-15 | 2026-06-01 | 2028-06-01 | TRUE | High | 15 | preventive_and_condition_based | CMMS-SPRINKLER-L02-001 | SPARE-VALVE | https://example.com/om_manuals/SPRINKLER-L02-001.pdf | TRUE | TRUE | TRUE | To check | To check | Pending
SMOKE-L05-001 | Smoke Detector L05-001 | in_service | Fire Alarm | MEP | Detector | SmokeDetector | placeholder | placeholder | Fire Alarm/Detector/SmokeDetector | FAC-OFFICE-TOWER-A | FL-L05 | SP-L05-OFFICE-A | ZONE-OFFICE-L05 | 292386e8-bd06-41ea-a82f-d785afca003b | IfcSensor | Smoke Detector L05-001 | IFC-MEP-001 | Generic Manufacturer | Model-Placeholder | SN-SMOKE-L05-001 | 2026-05-15 | 2026-06-01 | 2028-06-01 | TRUE | High | 15 | preventive_and_condition_based | CMMS-SMOKE-L05-001 | SPARE-DETECTOR | https://example.com/om_manuals/SMOKE-L05-001.pdf | TRUE | TRUE | TRUE | To check | To check | Pending
SPRINKLER-L05-001 | Sprinkler Zone Valve L05-001 | in_service | Fire Fighting | MEP | Valve | SprinklerValve | placeholder | placeholder | Fire Fighting/Valve/SprinklerValve | FAC-OFFICE-TOWER-A | FL-L05 | SP-L05-OFFICE-A | ZONE-OFFICE-L05 | 861a2a44-7af8-4ddb-887d-2611069ca668 | IfcValve | Sprinkler Zone Valve L05-001 | IFC-MEP-001 | Generic Manufacturer | Model-Placeholder | SN-SPRINKLER-L05-001 | 2026-05-15 | 2026-06-01 | 2028-06-01 | TRUE | High | 15 | preventive_and_condition_based | CMMS-SPRINKLER-L05-001 | SPARE-VALVE | https://example.com/om_manuals/SPRINKLER-L05-001.pdf | TRUE | TRUE | TRUE | To check | To check | Pending
SMOKE-L10-001 | Smoke Detector L10-001 | in_service | Fire Alarm | MEP | Detector | SmokeDetector | placeholder | placeholder | Fire Alarm/Detector/SmokeDetector | FAC-OFFICE-TOWER-A | FL-L10 | SP-L10-OFFICE-A | ZONE-OFFICE-L10 | aee0248a-350d-4fdf-b757-bfc68e4861f1 | IfcSensor | Smoke Detector L10-001 | IFC-MEP-001 | Generic Manufacturer | Model-Placeholder | SN-SMOKE-L10-001 | 2026-05-15 | 2026-06-01 | 2028-06-01 | TRUE | High | 15 | preventive_and_condition_based | CMMS-SMOKE-L10-001 | SPARE-DETECTOR | https://example.com/om_manuals/SMOKE-L10-001.pdf | TRUE | TRUE | TRUE | To check | To check | Pending
SPRINKLER-L10-001 | Sprinkler Zone Valve L10-001 | in_service | Fire Fighting | MEP | Valve | SprinklerValve | placeholder | placeholder | Fire Fighting/Valve/SprinklerValve | FAC-OFFICE-TOWER-A | FL-L10 | SP-L10-OFFICE-A | ZONE-OFFICE-L10 | 02d03615-f1b0-4206-8322-13ac6bc7ae44 | IfcValve | Sprinkler Zone Valve L10-001 | IFC-MEP-001 | Generic Manufacturer | Model-Placeholder | SN-SPRINKLER-L10-001 | 2026-05-15 | 2026-06-01 | 2028-06-01 | TRUE | High | 15 | preventive_and_condition_based | CMMS-SPRINKLER-L10-001 | SPARE-VALVE | https://example.com/om_manuals/SPRINKLER-L10-001.pdf | TRUE | TRUE | TRUE | To check | To check | Pending
SMOKE-L20-001 | Smoke Detector L20-001 | in_service | Fire Alarm | MEP | Detector | SmokeDetector | placeholder | placeholder | Fire Alarm/Detector/SmokeDetector | FAC-OFFICE-TOWER-A | FL-L20 | SP-L20-OFFICE-A | ZONE-OFFICE-L20 | 706ac21f-c409-43ec-adae-1aafb0260858 | IfcSensor | Smoke Detector L20-001 | IFC-MEP-001 | Generic Manufacturer | Model-Placeholder | SN-SMOKE-L20-001 | 2026-05-15 | 2026-06-01 | 2028-06-01 | TRUE | High | 15 | preventive_and_condition_based | CMMS-SMOKE-L20-001 | SPARE-DETECTOR | https://example.com/om_manuals/SMOKE-L20-001.pdf | TRUE | TRUE | TRUE | To check | To check | Pending
SPRINKLER-L20-001 | Sprinkler Zone Valve L20-001 | in_service | Fire Fighting | MEP | Valve | SprinklerValve | placeholder | placeholder | Fire Fighting/Valve/SprinklerValve | FAC-OFFICE-TOWER-A | FL-L20 | SP-L20-OFFICE-A | ZONE-OFFICE-L20 | 554ddc96-685e-4c19-b62a-1d3cf042a954 | IfcValve | Sprinkler Zone Valve L20-001 | IFC-MEP-001 | Generic Manufacturer | Model-Placeholder | SN-SPRINKLER-L20-001 | 2026-05-15 | 2026-06-01 | 2028-06-01 | TRUE | High | 15 | preventive_and_condition_based | CMMS-SPRINKLER-L20-001 | SPARE-VALVE | https://example.com/om_manuals/SPRINKLER-L20-001.pdf | TRUE | TRUE | TRUE | To check | To check | Pending
DOM-PUMP-001 | Domestic Water Pump 01 | in_service | Plumbing | MEP | Pump | DomesticWaterPump | placeholder | placeholder | Plumbing/Pump/DomesticWaterPump | FAC-OFFICE-TOWER-A | FL-B2 | SP-B2-WATER-TANK | ZONE-FIRE-B1 | 968428ad-028c-4999-9f22-0280fe6ec3bf | IfcFlowMovingDevice | Domestic Water Pump 01 | IFC-MEP-001 | Generic Manufacturer | Model-Placeholder | SN-DOM-PUMP-001 | 2026-05-15 | 2026-06-01 | 2028-06-01 | TRUE | Medium | 15 | preventive_and_condition_based | CMMS-DOM-PUMP-001 | SPARE-PUMP | https://example.com/om_manuals/DOM-PUMP-001.pdf | TRUE | TRUE | TRUE | To check | To check | Pending
SUMP-PUMP-B2-001 | Sump Pump B2-001 | in_service | Drainage | MEP | Pump | SumpPump | placeholder | placeholder | Drainage/Pump/SumpPump | FAC-OFFICE-TOWER-A | FL-B2 | SP-B2-WATER-TANK | ZONE-FIRE-B1 | b43e559e-ee99-49c2-8a8a-d6786b3bf5c9 | IfcFlowMovingDevice | Sump Pump B2-001 | IFC-MEP-001 | Generic Manufacturer | Model-Placeholder | SN-SUMP-PUMP-B2-001 | 2026-05-15 | 2026-06-01 | 2028-06-01 | TRUE | High | 15 | preventive_and_condition_based | CMMS-SUMP-PUMP-B2-001 | SPARE-PUMP | https://example.com/om_manuals/SUMP-PUMP-B2-001.pdf | TRUE | TRUE | TRUE | To check | To check | Pending
WATER-METER-001 | Main Water Meter 01 | in_service | Plumbing | MEP | Meter | WaterMeter | placeholder | placeholder | Plumbing/Meter/WaterMeter | FAC-OFFICE-TOWER-A | FL-B2 | SP-B2-WATER-TANK | ZONE-FIRE-B1 | 8e23e835-f0e8-4633-ad67-b5fb7b659ee8 | IfcFlowMeter | Main Water Meter 01 | IFC-MEP-001 | Generic Manufacturer | Model-Placeholder | SN-WATER-METER-001 | 2026-05-15 | 2026-06-01 | 2028-06-01 | TRUE | Medium | 15 | preventive_and_condition_based | CMMS-WATER-METER-001 | SPARE-METER | https://example.com/om_manuals/WATER-METER-001.pdf | TRUE | TRUE | TRUE | To check | To check | Pending
WATER-TANK-B2-001 | Domestic Water Tank B2 | in_service | Plumbing | MEP | Tank | WaterTank | placeholder | placeholder | Plumbing/Tank/WaterTank | FAC-OFFICE-TOWER-A | FL-B2 | SP-B2-WATER-TANK | ZONE-FIRE-B1 | 3bf1c62f-0b41-4975-b17e-d88f02b6efbb | IfcTank | Domestic Water Tank B2 | IFC-MEP-001 | Generic Manufacturer | Model-Placeholder | SN-WATER-TANK-B2-001 | 2026-05-15 | 2026-06-01 | 2028-06-01 | TRUE | Medium | 15 | preventive_and_condition_based | CMMS-WATER-TANK-B2-001 | SPARE-TANK | https://example.com/om_manuals/WATER-TANK-B2-001.pdf | TRUE | TRUE | TRUE | To check | To check | Pending
LIFT-01 | Passenger Lift 01 | in_service | Vertical Transportation | MEP | Lift | PassengerLift | placeholder | placeholder | Vertical Transportation/Lift/PassengerLift | FAC-OFFICE-TOWER-A | FL-ROOF | SP-ROOF-ELEV-MACHINE | ZONE-ROOF-TECH | 6bd54e63-e5cc-48ff-afd5-3d1ed0a44f52 | IfcTransportElement | Passenger Lift 01 | IFC-MEP-001 | KONE | MonoSpace | SN-LIFT-01 | 2026-05-15 | 2026-06-01 | 2028-06-01 | TRUE | High | 15 | preventive_and_condition_based | CMMS-LIFT-01 | SPARE-LIFT | https://example.com/om_manuals/LIFT-01.pdf | TRUE | TRUE | TRUE | To check | To check | Pending
LIFT-02 | Passenger Lift 02 | in_service | Vertical Transportation | MEP | Lift | PassengerLift | placeholder | placeholder | Vertical Transportation/Lift/PassengerLift | FAC-OFFICE-TOWER-A | FL-ROOF | SP-ROOF-ELEV-MACHINE | ZONE-ROOF-TECH | 50345f0e-9930-40df-bbef-1731063f72e1 | IfcTransportElement | Passenger Lift 02 | IFC-MEP-001 | KONE | MonoSpace | SN-LIFT-02 | 2026-05-15 | 2026-06-01 | 2028-06-01 | TRUE | High | 15 | preventive_and_condition_based | CMMS-LIFT-02 | SPARE-LIFT | https://example.com/om_manuals/LIFT-02.pdf | TRUE | TRUE | TRUE | To check | To check | Pending
LIFT-03 | Passenger Lift 03 | in_service | Vertical Transportation | MEP | Lift | PassengerLift | placeholder | placeholder | Vertical Transportation/Lift/PassengerLift | FAC-OFFICE-TOWER-A | FL-ROOF | SP-ROOF-ELEV-MACHINE | ZONE-ROOF-TECH | 45d3a2aa-74c5-442e-a856-c77740a04c0f | IfcTransportElement | Passenger Lift 03 | IFC-MEP-001 | KONE | MonoSpace | SN-LIFT-03 | 2026-05-15 | 2026-06-01 | 2028-06-01 | TRUE | High | 15 | preventive_and_condition_based | CMMS-LIFT-03 | SPARE-LIFT | https://example.com/om_manuals/LIFT-03.pdf | TRUE | TRUE | TRUE | To check | To check | Pending
LIFT-04 | Passenger Lift 04 | in_service | Vertical Transportation | MEP | Lift | PassengerLift | placeholder | placeholder | Vertical Transportation/Lift/PassengerLift | FAC-OFFICE-TOWER-A | FL-ROOF | SP-ROOF-ELEV-MACHINE | ZONE-ROOF-TECH | 3f37678f-3694-424c-9574-5207baf210c9 | IfcTransportElement | Passenger Lift 04 | IFC-MEP-001 | KONE | MonoSpace | SN-LIFT-04 | 2026-05-15 | 2026-06-01 | 2028-06-01 | TRUE | High | 15 | preventive_and_condition_based | CMMS-LIFT-04 | SPARE-LIFT | https://example.com/om_manuals/LIFT-04.pdf | TRUE | TRUE | TRUE | To check | To check | Pending
ESC-L01-001 | Escalator L01-001 | in_service | Vertical Transportation | MEP | Escalator | Escalator | placeholder | placeholder | Vertical Transportation/Escalator/Escalator | FAC-OFFICE-TOWER-A | FL-L01 | SP-L01-LOBBY | ZONE-PUBLIC-L01 | c75c405c-b504-469f-bd8c-02beb5e4cc13 | IfcTransportElement | Escalator L01-001 | IFC-MEP-001 | Generic Manufacturer | Model-Placeholder | SN-ESC-L01-001 | 2026-05-15 | 2026-06-01 | 2028-06-01 | TRUE | Medium | 15 | preventive_and_condition_based | CMMS-ESC-L01-001 | SPARE-ESCALATOR | https://example.com/om_manuals/ESC-L01-001.pdf | TRUE | TRUE | TRUE | To check | To check | Pending
CCTV-B2-001 | CCTV Camera B2-001 | in_service | Security | MEP | Camera | IPCamera | placeholder | placeholder | Security/Camera/IPCamera | FAC-OFFICE-TOWER-A | FL-B2 | SP-B2-PARKING-A | ZONE-FIRE-B1 | 5d7f0dba-d602-4b47-ae60-a9c60e7928e7 | IfcSensor | CCTV Camera B2-001 | IFC-MEP-001 | Hikvision | DS-2CD | SN-CCTV-B2-001 | 2026-05-15 | 2026-06-01 | 2028-06-01 | TRUE | Medium | 15 | preventive_and_condition_based | CMMS-CCTV-B2-001 | SPARE-CAMERA | https://example.com/om_manuals/CCTV-B2-001.pdf | TRUE | TRUE | TRUE | To check | To check | Pending
CCTV-L01-001 | CCTV Camera L01-001 | in_service | Security | MEP | Camera | IPCamera | placeholder | placeholder | Security/Camera/IPCamera | FAC-OFFICE-TOWER-A | FL-L01 | SP-L01-LOBBY | ZONE-PUBLIC-L01 | db2e9e9c-69fd-4a1f-9ba1-a06ec26fe722 | IfcSensor | CCTV Camera L01-001 | IFC-MEP-001 | Hikvision | DS-2CD | SN-CCTV-L01-001 | 2026-05-15 | 2026-06-01 | 2028-06-01 | TRUE | Medium | 15 | preventive_and_condition_based | CMMS-CCTV-L01-001 | SPARE-CAMERA | https://example.com/om_manuals/CCTV-L01-001.pdf | TRUE | TRUE | TRUE | To check | To check | Pending
CCTV-L02-001 | CCTV Camera L02-001 | in_service | Security | MEP | Camera | IPCamera | placeholder | placeholder | Security/Camera/IPCamera | FAC-OFFICE-TOWER-A | FL-L02 | SP-L02-OFFICE-A | ZONE-OFFICE-L02 | 6e7ccf72-7a56-47e9-bd22-98ebf062de8e | IfcSensor | CCTV Camera L02-001 | IFC-MEP-001 | Hikvision | DS-2CD | SN-CCTV-L02-001 | 2026-05-15 | 2026-06-01 | 2028-06-01 | TRUE | Medium | 15 | preventive_and_condition_based | CMMS-CCTV-L02-001 | SPARE-CAMERA | https://example.com/om_manuals/CCTV-L02-001.pdf | TRUE | TRUE | TRUE | To check | To check | Pending
ACS-L01-001 | Access Control Door L01-001 | in_service | Access Control | MEP | Door Controller | AccessController | placeholder | placeholder | Access Control/Door Controller/AccessController | FAC-OFFICE-TOWER-A | FL-L01 | SP-L01-SECURITY | ZONE-PUBLIC-L01 | 6fae420f-9b8f-4977-9c7e-05894f997733 | IfcController | Access Control Door L01-001 | IFC-MEP-001 | Generic Manufacturer | Model-Placeholder | SN-ACS-L01-001 | 2026-05-15 | 2026-06-01 | 2028-06-01 | TRUE | Medium | 15 | preventive_and_condition_based | CMMS-ACS-L01-001 | SPARE-DOOR-CONTROLLER | https://example.com/om_manuals/ACS-L01-001.pdf | TRUE | TRUE | TRUE | To check | To check | Pending
LPR-B2-001 | License Plate Recognition Camera B2 | in_service | Parking | MEP | LPR Camera | LPRCamera | placeholder | placeholder | Parking/LPR Camera/LPRCamera | FAC-OFFICE-TOWER-A | FL-B2 | SP-B2-PARKING-A | ZONE-FIRE-B1 | 0953452d-1324-4bee-aa77-3bcc5a60cf2f | IfcSensor | License Plate Recognition Camera B2 | IFC-MEP-001 | Generic Manufacturer | Model-Placeholder | SN-LPR-B2-001 | 2026-05-15 | 2026-06-01 | 2028-06-01 | TRUE | Medium | 15 | preventive_and_condition_based | CMMS-LPR-B2-001 | SPARE-LPR-CAMERA | https://example.com/om_manuals/LPR-B2-001.pdf | TRUE | TRUE | TRUE | To check | To check | Pending
PARK-GATE-B2-001 | Parking Barrier Gate B2 | in_service | Parking | MEP | Barrier Gate | BarrierGate | placeholder | placeholder | Parking/Barrier Gate/BarrierGate | FAC-OFFICE-TOWER-A | FL-B2 | SP-B2-PARKING-A | ZONE-FIRE-B1 | e1a99a10-ae7e-4869-8d03-c6b975bd820c | IfcDoor | Parking Barrier Gate B2 | IFC-MEP-001 | Generic Manufacturer | Model-Placeholder | SN-PARK-GATE-B2-001 | 2026-05-15 | 2026-06-01 | 2028-06-01 | TRUE | Medium | 15 | preventive_and_condition_based | CMMS-PARK-GATE-B2-001 | SPARE-BARRIER-GATE | https://example.com/om_manuals/PARK-GATE-B2-001.pdf | TRUE | TRUE | TRUE | To check | To check | Pending
IAQ-L01-001 | Indoor Air Quality Sensor L01-001 | in_service | Environmental Monitoring | MEP | IAQ Sensor | IAQSensor | placeholder | placeholder | Environmental Monitoring/IAQ Sensor/IAQSensor | FAC-OFFICE-TOWER-A | FL-L01 | SP-L01-LOBBY | ZONE-PUBLIC-L01 | 16dca2c1-2ae4-43dd-92a9-1bb37aa9f988 | IfcSensor | Indoor Air Quality Sensor L01-001 | IFC-MEP-001 | Generic Manufacturer | Model-Placeholder | SN-IAQ-L01-001 | 2026-05-15 | 2026-06-01 | 2028-06-01 | TRUE | Medium | 15 | preventive_and_condition_based | CMMS-IAQ-L01-001 | SPARE-IAQ-SENSOR | https://example.com/om_manuals/IAQ-L01-001.pdf | TRUE | TRUE | TRUE | To check | To check | Pending
OCC-L01-001 | Occupancy Sensor L01-001 | in_service | Occupancy | MEP | Occupancy Sensor | OccupancySensor | placeholder | placeholder | Occupancy/Occupancy Sensor/OccupancySensor | FAC-OFFICE-TOWER-A | FL-L01 | SP-L01-LOBBY | ZONE-PUBLIC-L01 | 9f1f6e0c-0e40-42d5-8803-423e45f98a24 | IfcSensor | Occupancy Sensor L01-001 | IFC-MEP-001 | Generic Manufacturer | Model-Placeholder | SN-OCC-L01-001 | 2026-05-15 | 2026-06-01 | 2028-06-01 | TRUE | Medium | 15 | preventive_and_condition_based | CMMS-OCC-L01-001 | SPARE-OCCUPANCY-SENSOR | https://example.com/om_manuals/OCC-L01-001.pdf | TRUE | TRUE | TRUE | To check | To check | Pending
IAQ-L02-001 | Indoor Air Quality Sensor L02-001 | in_service | Environmental Monitoring | MEP | IAQ Sensor | IAQSensor | placeholder | placeholder | Environmental Monitoring/IAQ Sensor/IAQSensor | FAC-OFFICE-TOWER-A | FL-L02 | SP-L02-OFFICE-A | ZONE-OFFICE-L02 | ee550c77-9953-4afe-8c48-59e47b68f208 | IfcSensor | Indoor Air Quality Sensor L02-001 | IFC-MEP-001 | Generic Manufacturer | Model-Placeholder | SN-IAQ-L02-001 | 2026-05-15 | 2026-06-01 | 2028-06-01 | TRUE | Medium | 15 | preventive_and_condition_based | CMMS-IAQ-L02-001 | SPARE-IAQ-SENSOR | https://example.com/om_manuals/IAQ-L02-001.pdf | TRUE | TRUE | TRUE | To check | To check | Pending
OCC-L02-001 | Occupancy Sensor L02-001 | in_service | Occupancy | MEP | Occupancy Sensor | OccupancySensor | placeholder | placeholder | Occupancy/Occupancy Sensor/OccupancySensor | FAC-OFFICE-TOWER-A | FL-L02 | SP-L02-OFFICE-A | ZONE-OFFICE-L02 | e1c981d6-df16-4b9d-aea1-65d021cc5c53 | IfcSensor | Occupancy Sensor L02-001 | IFC-MEP-001 | Generic Manufacturer | Model-Placeholder | SN-OCC-L02-001 | 2026-05-15 | 2026-06-01 | 2028-06-01 | TRUE | Medium | 15 | preventive_and_condition_based | CMMS-OCC-L02-001 | SPARE-OCCUPANCY-SENSOR | https://example.com/om_manuals/OCC-L02-001.pdf | TRUE | TRUE | TRUE | To check | To check | Pending
IAQ-L05-001 | Indoor Air Quality Sensor L05-001 | in_service | Environmental Monitoring | MEP | IAQ Sensor | IAQSensor | placeholder | placeholder | Environmental Monitoring/IAQ Sensor/IAQSensor | FAC-OFFICE-TOWER-A | FL-L05 | SP-L05-OFFICE-A | ZONE-OFFICE-L05 | 593596bd-154c-41d2-8b7a-ce454ed2d864 | IfcSensor | Indoor Air Quality Sensor L05-001 | IFC-MEP-001 | Generic Manufacturer | Model-Placeholder | SN-IAQ-L05-001 | 2026-05-15 | 2026-06-01 | 2028-06-01 | TRUE | Medium | 15 | preventive_and_condition_based | CMMS-IAQ-L05-001 | SPARE-IAQ-SENSOR | https://example.com/om_manuals/IAQ-L05-001.pdf | TRUE | TRUE | TRUE | To check | To check | Pending
OCC-L05-001 | Occupancy Sensor L05-001 | in_service | Occupancy | MEP | Occupancy Sensor | OccupancySensor | placeholder | placeholder | Occupancy/Occupancy Sensor/OccupancySensor | FAC-OFFICE-TOWER-A | FL-L05 | SP-L05-OFFICE-A | ZONE-OFFICE-L05 | e4323c58-f59a-4f60-9d37-8b98ecc23aeb | IfcSensor | Occupancy Sensor L05-001 | IFC-MEP-001 | Generic Manufacturer | Model-Placeholder | SN-OCC-L05-001 | 2026-05-15 | 2026-06-01 | 2028-06-01 | TRUE | Medium | 15 | preventive_and_condition_based | CMMS-OCC-L05-001 | SPARE-OCCUPANCY-SENSOR | https://example.com/om_manuals/OCC-L05-001.pdf | TRUE | TRUE | TRUE | To check | To check | Pending
IAQ-L10-001 | Indoor Air Quality Sensor L10-001 | in_service | Environmental Monitoring | MEP | IAQ Sensor | IAQSensor | placeholder | placeholder | Environmental Monitoring/IAQ Sensor/IAQSensor | FAC-OFFICE-TOWER-A | FL-L10 | SP-L10-OFFICE-A | ZONE-OFFICE-L10 | 10a31c7f-a8fa-4d3d-b93f-210aafa11166 | IfcSensor | Indoor Air Quality Sensor L10-001 | IFC-MEP-001 | Generic Manufacturer | Model-Placeholder | SN-IAQ-L10-001 | 2026-05-15 | 2026-06-01 | 2028-06-01 | TRUE | Medium | 15 | preventive_and_condition_based | CMMS-IAQ-L10-001 | SPARE-IAQ-SENSOR | https://example.com/om_manuals/IAQ-L10-001.pdf | TRUE | TRUE | TRUE | To check | To check | Pending
OCC-L10-001 | Occupancy Sensor L10-001 | in_service | Occupancy | MEP | Occupancy Sensor | OccupancySensor | placeholder | placeholder | Occupancy/Occupancy Sensor/OccupancySensor | FAC-OFFICE-TOWER-A | FL-L10 | SP-L10-OFFICE-A | ZONE-OFFICE-L10 | f7bd85c8-4960-4640-a68d-30bda1c11a9e | IfcSensor | Occupancy Sensor L10-001 | IFC-MEP-001 | Generic Manufacturer | Model-Placeholder | SN-OCC-L10-001 | 2026-05-15 | 2026-06-01 | 2028-06-01 | TRUE | Medium | 15 | preventive_and_condition_based | CMMS-OCC-L10-001 | SPARE-OCCUPANCY-SENSOR | https://example.com/om_manuals/OCC-L10-001.pdf | TRUE | TRUE | TRUE | To check | To check | Pending
IAQ-L20-001 | Indoor Air Quality Sensor L20-001 | in_service | Environmental Monitoring | MEP | IAQ Sensor | IAQSensor | placeholder | placeholder | Environmental Monitoring/IAQ Sensor/IAQSensor | FAC-OFFICE-TOWER-A | FL-L20 | SP-L20-OFFICE-A | ZONE-OFFICE-L20 | 239beade-c540-4a1e-b775-b91c68d2e878 | IfcSensor | Indoor Air Quality Sensor L20-001 | IFC-MEP-001 | Generic Manufacturer | Model-Placeholder | SN-IAQ-L20-001 | 2026-05-15 | 2026-06-01 | 2028-06-01 | TRUE | Medium | 15 | preventive_and_condition_based | CMMS-IAQ-L20-001 | SPARE-IAQ-SENSOR | https://example.com/om_manuals/IAQ-L20-001.pdf | TRUE | TRUE | TRUE | To check | To check | Pending
OCC-L20-001 | Occupancy Sensor L20-001 | in_service | Occupancy | MEP | Occupancy Sensor | OccupancySensor | placeholder | placeholder | Occupancy/Occupancy Sensor/OccupancySensor | FAC-OFFICE-TOWER-A | FL-L20 | SP-L20-OFFICE-A | ZONE-OFFICE-L20 | 5f2e7152-b28a-465c-8d60-0fd6769f86e6 | IfcSensor | Occupancy Sensor L20-001 | IFC-MEP-001 | Generic Manufacturer | Model-Placeholder | SN-OCC-L20-001 | 2026-05-15 | 2026-06-01 | 2028-06-01 | TRUE | Medium | 15 | preventive_and_condition_based | CMMS-OCC-L20-001 | SPARE-OCCUPANCY-SENSOR | https://example.com/om_manuals/OCC-L20-001.pdf | TRUE | TRUE | TRUE | To check | To check | Pending
PWR-METER-MAIN-001 | Main Power Meter 01 | in_service | Energy Metering | MEP | Power Meter | PowerMeter | placeholder | placeholder | Energy Metering/Power Meter/PowerMeter | FAC-OFFICE-TOWER-A | FL-B1 | SP-B1-CHILLER | ZONE-HVAC-B1-PLANT | 3f1ae6fe-58f6-4ddf-b62d-582dbc9f6427 | IfcFlowMeter | Main Power Meter 01 | IFC-MEP-001 | Generic Manufacturer | Model-Placeholder | SN-PWR-METER-MAIN-001 | 2026-05-15 | 2026-06-01 | 2028-06-01 | TRUE | High | 15 | preventive_and_condition_based | CMMS-PWR-METER-MAIN-001 | SPARE-POWER-METER | https://example.com/om_manuals/PWR-METER-MAIN-001.pdf | TRUE | TRUE | TRUE | To check | To check | Pending
SOLAR-INV-001 | Solar Inverter 01 | in_service | Renewable Energy | MEP | Inverter | SolarInverter | placeholder | placeholder | Renewable Energy/Inverter/SolarInverter | FAC-OFFICE-TOWER-A | FL-ROOF | SP-ROOF-SOLAR | ZONE-ROOF-TECH | 9636843f-e391-4629-89da-1fe79b125377 | IfcElectricAppliance | Solar Inverter 01 | IFC-MEP-001 | Generic Manufacturer | Model-Placeholder | SN-SOLAR-INV-001 | 2026-05-15 | 2026-06-01 | 2028-06-01 | TRUE | Medium | 15 | preventive_and_condition_based | CMMS-SOLAR-INV-001 | SPARE-INVERTER | https://example.com/om_manuals/SOLAR-INV-001.pdf | TRUE | TRUE | TRUE | To check | To check | Pending

## 10_Devices
10 Devices | Device/controller/sensor/gateway logical để kết nối dữ liệu.
device_id | asset_id | device_name | gateway_id | protocol | connection_status | bacnet_device_id | modbus_slave_id | mqtt_topic | rest_endpoint | onvif_profile_url | mapping_verified | last_commissioning_test | expected_polling_interval_sec | device_naming_compliance | review_status | remarks
DEV-CHILLER-001 | CHILLER-001 | Controller / Interface for Water Cooled Chiller 01 | BMS-BACNET-IP-01 | BACnet/IP | mapped_pending_live_test | 1001 |  |  |  |  | FALSE |  | 60 | To check | Pending
DEV-CHILLER-002 | CHILLER-002 | Controller / Interface for Water Cooled Chiller 02 | BMS-BACNET-IP-01 | BACnet/IP | mapped_pending_live_test | 1002 |  |  |  |  | FALSE |  | 60 | To check | Pending
DEV-CHWP-001 | CHWP-001 | Controller / Interface for Chilled Water Pump 01 | BMS-BACNET-IP-01 | BACnet/IP | mapped_pending_live_test | 1003 |  |  |  |  | FALSE |  | 60 | To check | Pending
DEV-CHWP-002 | CHWP-002 | Controller / Interface for Chilled Water Pump 02 | BMS-BACNET-IP-01 | BACnet/IP | mapped_pending_live_test | 1004 |  |  |  |  | FALSE |  | 60 | To check | Pending
DEV-CWP-001 | CWP-001 | Controller / Interface for Condenser Water Pump 01 | BMS-BACNET-IP-01 | BACnet/IP | mapped_pending_live_test | 1005 |  |  |  |  | FALSE |  | 60 | To check | Pending
DEV-CT-001 | CT-001 | Controller / Interface for Cooling Tower 01 | BMS-BACNET-IP-01 | BACnet/IP | mapped_pending_live_test | 1006 |  |  |  |  | FALSE |  | 60 | To check | Pending
DEV-AHU-L04-001 | AHU-L04-001 | Controller / Interface for Air Handling Unit L04-01 | BMS-BACNET-IP-01 | BACnet/IP | mapped_pending_live_test | 1007 |  |  |  |  | FALSE |  | 60 | To check | Pending
DEV-FCU-L02-001 | FCU-L02-001 | Controller / Interface for Fan Coil Unit L02-001 | BMS-BACNET-IP-01 | BACnet/IP | mapped_pending_live_test | 1008 |  |  |  |  | FALSE |  | 60 | To check | Pending
DEV-VAV-L02-001 | VAV-L02-001 | Controller / Interface for VAV Box L02-001 | BMS-BACNET-IP-01 | BACnet/IP | mapped_pending_live_test | 1009 |  |  |  |  | FALSE |  | 60 | To check | Pending
DEV-FCU-L05-001 | FCU-L05-001 | Controller / Interface for Fan Coil Unit L05-001 | BMS-BACNET-IP-01 | BACnet/IP | mapped_pending_live_test | 10010 |  |  |  |  | FALSE |  | 60 | To check | Pending
DEV-VAV-L05-001 | VAV-L05-001 | Controller / Interface for VAV Box L05-001 | BMS-BACNET-IP-01 | BACnet/IP | mapped_pending_live_test | 10011 |  |  |  |  | FALSE |  | 60 | To check | Pending
DEV-FCU-L10-001 | FCU-L10-001 | Controller / Interface for Fan Coil Unit L10-001 | BMS-BACNET-IP-01 | BACnet/IP | mapped_pending_live_test | 10012 |  |  |  |  | FALSE |  | 60 | To check | Pending
DEV-VAV-L10-001 | VAV-L10-001 | Controller / Interface for VAV Box L10-001 | BMS-BACNET-IP-01 | BACnet/IP | mapped_pending_live_test | 10013 |  |  |  |  | FALSE |  | 60 | To check | Pending
DEV-FCU-L20-001 | FCU-L20-001 | Controller / Interface for Fan Coil Unit L20-001 | BMS-BACNET-IP-01 | BACnet/IP | mapped_pending_live_test | 10014 |  |  |  |  | FALSE |  | 60 | To check | Pending
DEV-VAV-L20-001 | VAV-L20-001 | Controller / Interface for VAV Box L20-001 | BMS-BACNET-IP-01 | BACnet/IP | mapped_pending_live_test | 10015 |  |  |  |  | FALSE |  | 60 | To check | Pending
DEV-TR-001 | TR-001 | Controller / Interface for Transformer 01 | BMS-MODBUS-TCP-01 | Modbus TCP | mapped_pending_live_test |  | 16 |  |  |  | FALSE |  | 60 | To check | Pending
DEV-MDB-001 | MDB-001 | Controller / Interface for Main Distribution Board 01 | BMS-MODBUS-TCP-01 | Modbus TCP | mapped_pending_live_test |  | 17 |  |  |  | FALSE |  | 60 | To check | Pending
DEV-ATS-001 | ATS-001 | Controller / Interface for Automatic Transfer Switch 01 | BMS-MODBUS-TCP-01 | Modbus TCP | mapped_pending_live_test |  | 18 |  |  |  | FALSE |  | 60 | To check | Pending
DEV-GEN-001 | GEN-001 | Controller / Interface for Diesel Generator 01 | BMS-MODBUS-TCP-01 | Modbus TCP | mapped_pending_live_test |  | 19 |  |  |  | FALSE |  | 60 | To check | Pending
DEV-UPS-001 | UPS-001 | Controller / Interface for UPS System 01 | BMS-MODBUS-TCP-01 | Modbus TCP | mapped_pending_live_test |  | 20 |  |  |  | FALSE |  | 60 | To check | Pending
DEV-LP-L01-001 | LP-L01-001 | Controller / Interface for Lighting Panel L01-001 | BMS-MODBUS-TCP-01 | Modbus TCP | mapped_pending_live_test |  | 21 |  |  |  | FALSE |  | 60 | To check | Pending
DEV-LP-L02-001 | LP-L02-001 | Controller / Interface for Lighting Panel L02-001 | BMS-MODBUS-TCP-01 | Modbus TCP | mapped_pending_live_test |  | 22 |  |  |  | FALSE |  | 60 | To check | Pending
DEV-LP-L05-001 | LP-L05-001 | Controller / Interface for Lighting Panel L05-001 | BMS-MODBUS-TCP-01 | Modbus TCP | mapped_pending_live_test |  | 23 |  |  |  | FALSE |  | 60 | To check | Pending
DEV-LP-L10-001 | LP-L10-001 | Controller / Interface for Lighting Panel L10-001 | BMS-MODBUS-TCP-01 | Modbus TCP | mapped_pending_live_test |  | 24 |  |  |  | FALSE |  | 60 | To check | Pending
DEV-LP-L20-001 | LP-L20-001 | Controller / Interface for Lighting Panel L20-001 | BMS-MODBUS-TCP-01 | Modbus TCP | mapped_pending_live_test |  | 25 |  |  |  | FALSE |  | 60 | To check | Pending
DEV-FIRE-PUMP-001 | FIRE-PUMP-001 | Controller / Interface for Main Fire Pump 01 | FAS-GATEWAY-01 | BACnet/IP | mapped_pending_live_test | 10026 |  |  |  |  | FALSE |  | 60 | To check | Pending
DEV-JOCKEY-PUMP-001 | JOCKEY-PUMP-001 | Controller / Interface for Jockey Pump 01 | FAS-GATEWAY-01 | BACnet/IP | mapped_pending_live_test | 10027 |  |  |  |  | FALSE |  | 60 | To check | Pending
DEV-FACP-001 | FACP-001 | Controller / Interface for Fire Alarm Control Panel | FAS-GATEWAY-01 | BACnet/IP | mapped_pending_live_test | 10028 |  |  |  |  | FALSE |  | 60 | To check | Pending
DEV-SMOKE-B2-001 | SMOKE-B2-001 | Controller / Interface for Smoke Detector B2-001 | FAS-GATEWAY-01 | BACnet/IP | mapped_pending_live_test | 10029 |  |  |  |  | FALSE |  | 60 | To check | Pending
DEV-SPRINKLER-B2-001 | SPRINKLER-B2-001 | Controller / Interface for Sprinkler Zone Valve B2-001 | FAS-GATEWAY-01 | BACnet/IP | mapped_pending_live_test | 10030 |  |  |  |  | FALSE |  | 60 | To check | Pending
DEV-SMOKE-L01-001 | SMOKE-L01-001 | Controller / Interface for Smoke Detector L01-001 | FAS-GATEWAY-01 | BACnet/IP | mapped_pending_live_test | 10031 |  |  |  |  | FALSE |  | 60 | To check | Pending
DEV-SPRINKLER-L01-001 | SPRINKLER-L01-001 | Controller / Interface for Sprinkler Zone Valve L01-001 | FAS-GATEWAY-01 | BACnet/IP | mapped_pending_live_test | 10032 |  |  |  |  | FALSE |  | 60 | To check | Pending
DEV-SMOKE-L02-001 | SMOKE-L02-001 | Controller / Interface for Smoke Detector L02-001 | FAS-GATEWAY-01 | BACnet/IP | mapped_pending_live_test | 10033 |  |  |  |  | FALSE |  | 60 | To check | Pending
DEV-SPRINKLER-L02-001 | SPRINKLER-L02-001 | Controller / Interface for Sprinkler Zone Valve L02-001 | FAS-GATEWAY-01 | BACnet/IP | mapped_pending_live_test | 10034 |  |  |  |  | FALSE |  | 60 | To check | Pending
DEV-SMOKE-L05-001 | SMOKE-L05-001 | Controller / Interface for Smoke Detector L05-001 | FAS-GATEWAY-01 | BACnet/IP | mapped_pending_live_test | 10035 |  |  |  |  | FALSE |  | 60 | To check | Pending
DEV-SPRINKLER-L05-001 | SPRINKLER-L05-001 | Controller / Interface for Sprinkler Zone Valve L05-001 | FAS-GATEWAY-01 | BACnet/IP | mapped_pending_live_test | 10036 |  |  |  |  | FALSE |  | 60 | To check | Pending
DEV-SMOKE-L10-001 | SMOKE-L10-001 | Controller / Interface for Smoke Detector L10-001 | FAS-GATEWAY-01 | BACnet/IP | mapped_pending_live_test | 10037 |  |  |  |  | FALSE |  | 60 | To check | Pending
DEV-SPRINKLER-L10-001 | SPRINKLER-L10-001 | Controller / Interface for Sprinkler Zone Valve L10-001 | FAS-GATEWAY-01 | BACnet/IP | mapped_pending_live_test | 10038 |  |  |  |  | FALSE |  | 60 | To check | Pending
DEV-SMOKE-L20-001 | SMOKE-L20-001 | Controller / Interface for Smoke Detector L20-001 | FAS-GATEWAY-01 | BACnet/IP | mapped_pending_live_test | 10039 |  |  |  |  | FALSE |  | 60 | To check | Pending
DEV-SPRINKLER-L20-001 | SPRINKLER-L20-001 | Controller / Interface for Sprinkler Zone Valve L20-001 | FAS-GATEWAY-01 | BACnet/IP | mapped_pending_live_test | 10040 |  |  |  |  | FALSE |  | 60 | To check | Pending
DEV-DOM-PUMP-001 | DOM-PUMP-001 | Controller / Interface for Domestic Water Pump 01 | BMS-MODBUS-TCP-01 | Modbus TCP | mapped_pending_live_test |  | 41 |  |  |  | FALSE |  | 60 | To check | Pending
DEV-SUMP-PUMP-B2-001 | SUMP-PUMP-B2-001 | Controller / Interface for Sump Pump B2-001 | BMS-MODBUS-TCP-01 | Modbus TCP | mapped_pending_live_test |  | 42 |  |  |  | FALSE |  | 60 | To check | Pending
DEV-WATER-METER-001 | WATER-METER-001 | Controller / Interface for Main Water Meter 01 | BMS-MODBUS-TCP-01 | Modbus TCP | mapped_pending_live_test |  | 43 |  |  |  | FALSE |  | 60 | To check | Pending
DEV-WATER-TANK-B2-001 | WATER-TANK-B2-001 | Controller / Interface for Domestic Water Tank B2 | BMS-MODBUS-TCP-01 | Modbus TCP | mapped_pending_live_test |  | 44 |  |  |  | FALSE |  | 60 | To check | Pending
DEV-LIFT-01 | LIFT-01 | Controller / Interface for Passenger Lift 01 | LIFT-GATEWAY-01 | REST API | mapped_pending_live_test |  |  |  | /api/v1/assets/LIFT-01/state |  | FALSE |  | 60 | To check | Pending
DEV-LIFT-02 | LIFT-02 | Controller / Interface for Passenger Lift 02 | LIFT-GATEWAY-01 | REST API | mapped_pending_live_test |  |  |  | /api/v1/assets/LIFT-02/state |  | FALSE |  | 60 | To check | Pending
DEV-LIFT-03 | LIFT-03 | Controller / Interface for Passenger Lift 03 | LIFT-GATEWAY-01 | REST API | mapped_pending_live_test |  |  |  | /api/v1/assets/LIFT-03/state |  | FALSE |  | 60 | To check | Pending
DEV-LIFT-04 | LIFT-04 | Controller / Interface for Passenger Lift 04 | LIFT-GATEWAY-01 | REST API | mapped_pending_live_test |  |  |  | /api/v1/assets/LIFT-04/state |  | FALSE |  | 60 | To check | Pending
DEV-ESC-L01-001 | ESC-L01-001 | Controller / Interface for Escalator L01-001 | LIFT-GATEWAY-01 | REST API | mapped_pending_live_test |  |  |  | /api/v1/assets/ESC-L01-001/state |  | FALSE |  | 60 | To check | Pending
DEV-CCTV-B2-001 | CCTV-B2-001 | Controller / Interface for CCTV Camera B2-001 | VMS-GATEWAY-01 | ONVIF/RTSP/REST | mapped_pending_live_test |  |  |  | /api/v1/assets/CCTV-B2-001/state | rtsp://vms.example.local/CCTV-B2-001 | FALSE |  | 5 | To check | Pending
DEV-CCTV-L01-001 | CCTV-L01-001 | Controller / Interface for CCTV Camera L01-001 | VMS-GATEWAY-01 | ONVIF/RTSP/REST | mapped_pending_live_test |  |  |  | /api/v1/assets/CCTV-L01-001/state | rtsp://vms.example.local/CCTV-L01-001 | FALSE |  | 5 | To check | Pending
DEV-CCTV-L02-001 | CCTV-L02-001 | Controller / Interface for CCTV Camera L02-001 | VMS-GATEWAY-01 | ONVIF/RTSP/REST | mapped_pending_live_test |  |  |  | /api/v1/assets/CCTV-L02-001/state | rtsp://vms.example.local/CCTV-L02-001 | FALSE |  | 5 | To check | Pending
DEV-ACS-L01-001 | ACS-L01-001 | Controller / Interface for Access Control Door L01-001 | ACS-GATEWAY-01 | REST API | mapped_pending_live_test |  |  |  | /api/v1/assets/ACS-L01-001/state |  | FALSE |  | 60 | To check | Pending
DEV-LPR-B2-001 | LPR-B2-001 | Controller / Interface for License Plate Recognition Camera B2 | PARKING-GATEWAY-01 | REST API | mapped_pending_live_test |  |  |  | /api/v1/assets/LPR-B2-001/state |  | FALSE |  | 60 | To check | Pending
DEV-PARK-GATE-B2-001 | PARK-GATE-B2-001 | Controller / Interface for Parking Barrier Gate B2 | PARKING-GATEWAY-01 | REST API | mapped_pending_live_test |  |  |  | /api/v1/assets/PARK-GATE-B2-001/state |  | FALSE |  | 60 | To check | Pending
DEV-IAQ-L01-001 | IAQ-L01-001 | Controller / Interface for Indoor Air Quality Sensor L01-001 | IOT-MQTT-01 | MQTT | mapped_pending_live_test |  |  | dtp/tower-a/iaq-l01-001/telemetry |  |  | FALSE |  | 60 | To check | Pending
DEV-OCC-L01-001 | OCC-L01-001 | Controller / Interface for Occupancy Sensor L01-001 | IOT-MQTT-01 | MQTT | mapped_pending_live_test |  |  | dtp/tower-a/occ-l01-001/telemetry |  |  | FALSE |  | 60 | To check | Pending
DEV-IAQ-L02-001 | IAQ-L02-001 | Controller / Interface for Indoor Air Quality Sensor L02-001 | IOT-MQTT-01 | MQTT | mapped_pending_live_test |  |  | dtp/tower-a/iaq-l02-001/telemetry |  |  | FALSE |  | 60 | To check | Pending
DEV-OCC-L02-001 | OCC-L02-001 | Controller / Interface for Occupancy Sensor L02-001 | IOT-MQTT-01 | MQTT | mapped_pending_live_test |  |  | dtp/tower-a/occ-l02-001/telemetry |  |  | FALSE |  | 60 | To check | Pending
DEV-IAQ-L05-001 | IAQ-L05-001 | Controller / Interface for Indoor Air Quality Sensor L05-001 | IOT-MQTT-01 | MQTT | mapped_pending_live_test |  |  | dtp/tower-a/iaq-l05-001/telemetry |  |  | FALSE |  | 60 | To check | Pending
DEV-OCC-L05-001 | OCC-L05-001 | Controller / Interface for Occupancy Sensor L05-001 | IOT-MQTT-01 | MQTT | mapped_pending_live_test |  |  | dtp/tower-a/occ-l05-001/telemetry |  |  | FALSE |  | 60 | To check | Pending
DEV-IAQ-L10-001 | IAQ-L10-001 | Controller / Interface for Indoor Air Quality Sensor L10-001 | IOT-MQTT-01 | MQTT | mapped_pending_live_test |  |  | dtp/tower-a/iaq-l10-001/telemetry |  |  | FALSE |  | 60 | To check | Pending
DEV-OCC-L10-001 | OCC-L10-001 | Controller / Interface for Occupancy Sensor L10-001 | IOT-MQTT-01 | MQTT | mapped_pending_live_test |  |  | dtp/tower-a/occ-l10-001/telemetry |  |  | FALSE |  | 60 | To check | Pending
DEV-IAQ-L20-001 | IAQ-L20-001 | Controller / Interface for Indoor Air Quality Sensor L20-001 | IOT-MQTT-01 | MQTT | mapped_pending_live_test |  |  | dtp/tower-a/iaq-l20-001/telemetry |  |  | FALSE |  | 60 | To check | Pending
DEV-OCC-L20-001 | OCC-L20-001 | Controller / Interface for Occupancy Sensor L20-001 | IOT-MQTT-01 | MQTT | mapped_pending_live_test |  |  | dtp/tower-a/occ-l20-001/telemetry |  |  | FALSE |  | 60 | To check | Pending
DEV-PWR-METER-MAIN-001 | PWR-METER-MAIN-001 | Controller / Interface for Main Power Meter 01 | BMS-MODBUS-TCP-01 | Modbus TCP | mapped_pending_live_test |  | 66 |  |  |  | FALSE |  | 60 | To check | Pending
DEV-SOLAR-INV-001 | SOLAR-INV-001 | Controller / Interface for Solar Inverter 01 | SOLAR-GATEWAY-01 | Modbus TCP | mapped_pending_live_test |  | 67 |  |  |  | FALSE |  | 60 | To check | Pending

## 11_Points
11 Points | BMS/IoT point: telemetry/status/alarm/command.
point_id | asset_id | device_id | point_name | point_type | kind | unit | writable | sample_value | normal_min | normal_max | alarm_rule_id | history_retention_days | point_naming_compliance | source_address | polling_interval_sec | review_status | remarks
PT-CHILLER-001-RUN_STATUS | CHILLER-001 | DEV-CHILLER-001 | Run Status | sensor | status | boolean | FALSE | TRUE |  |  | ALARM-PT-CHILLER-001-RUN_STATUS | 1095 | To check |  | 60 | Pending
PT-CHILLER-001-FAULT_STATUS | CHILLER-001 | DEV-CHILLER-001 | Fault Status | sensor | fault | boolean | FALSE | FALSE |  |  | ALARM-PT-CHILLER-001-FAULT_STATUS | 1095 | To check |  | 60 | Pending
PT-CHILLER-001-POWER | CHILLER-001 | DEV-CHILLER-001 | Power | sensor | power | kW | FALSE | 12.5 |  |  | ALARM-PT-CHILLER-001-POWER | 1095 | To check |  | 60 | Pending
PT-CHILLER-001-SUPPLY_TEMPERATURE | CHILLER-001 | DEV-CHILLER-001 | Supply Temperature | sensor | temperature | degC | FALSE | 7 |  |  | ALARM-PT-CHILLER-001-SUPPLY_TEMPERATURE | 1095 | To check |  | 60 | Pending
PT-CHILLER-001-SETPOINT | CHILLER-001 | DEV-CHILLER-001 | Setpoint | command | setpoint | degC | TRUE | 24 |  |  |  | 1095 | To check |  | 60 | Pending
PT-CHILLER-002-RUN_STATUS | CHILLER-002 | DEV-CHILLER-002 | Run Status | sensor | status | boolean | FALSE | TRUE |  |  | ALARM-PT-CHILLER-002-RUN_STATUS | 1095 | To check |  | 60 | Pending
PT-CHILLER-002-FAULT_STATUS | CHILLER-002 | DEV-CHILLER-002 | Fault Status | sensor | fault | boolean | FALSE | FALSE |  |  | ALARM-PT-CHILLER-002-FAULT_STATUS | 1095 | To check |  | 60 | Pending
PT-CHILLER-002-POWER | CHILLER-002 | DEV-CHILLER-002 | Power | sensor | power | kW | FALSE | 12.5 |  |  | ALARM-PT-CHILLER-002-POWER | 1095 | To check |  | 60 | Pending
PT-CHILLER-002-SUPPLY_TEMPERATURE | CHILLER-002 | DEV-CHILLER-002 | Supply Temperature | sensor | temperature | degC | FALSE | 7 |  |  | ALARM-PT-CHILLER-002-SUPPLY_TEMPERATURE | 1095 | To check |  | 60 | Pending
PT-CHILLER-002-SETPOINT | CHILLER-002 | DEV-CHILLER-002 | Setpoint | command | setpoint | degC | TRUE | 24 |  |  |  | 1095 | To check |  | 60 | Pending
PT-CHWP-001-RUN_STATUS | CHWP-001 | DEV-CHWP-001 | Run Status | sensor | status | boolean | FALSE | TRUE |  |  | ALARM-PT-CHWP-001-RUN_STATUS | 1095 | To check |  | 60 | Pending
PT-CHWP-001-FAULT_STATUS | CHWP-001 | DEV-CHWP-001 | Fault Status | sensor | fault | boolean | FALSE | FALSE |  |  | ALARM-PT-CHWP-001-FAULT_STATUS | 1095 | To check |  | 60 | Pending
PT-CHWP-001-POWER | CHWP-001 | DEV-CHWP-001 | Power | sensor | power | kW | FALSE | 12.5 |  |  | ALARM-PT-CHWP-001-POWER | 1095 | To check |  | 60 | Pending
PT-CHWP-001-SUPPLY_TEMPERATURE | CHWP-001 | DEV-CHWP-001 | Supply Temperature | sensor | temperature | degC | FALSE | 7 |  |  | ALARM-PT-CHWP-001-SUPPLY_TEMPERATURE | 1095 | To check |  | 60 | Pending
PT-CHWP-001-SETPOINT | CHWP-001 | DEV-CHWP-001 | Setpoint | command | setpoint | degC | TRUE | 24 |  |  |  | 1095 | To check |  | 60 | Pending
PT-CHWP-002-RUN_STATUS | CHWP-002 | DEV-CHWP-002 | Run Status | sensor | status | boolean | FALSE | TRUE |  |  | ALARM-PT-CHWP-002-RUN_STATUS | 1095 | To check |  | 60 | Pending
PT-CHWP-002-FAULT_STATUS | CHWP-002 | DEV-CHWP-002 | Fault Status | sensor | fault | boolean | FALSE | FALSE |  |  | ALARM-PT-CHWP-002-FAULT_STATUS | 1095 | To check |  | 60 | Pending
PT-CHWP-002-POWER | CHWP-002 | DEV-CHWP-002 | Power | sensor | power | kW | FALSE | 12.5 |  |  | ALARM-PT-CHWP-002-POWER | 1095 | To check |  | 60 | Pending
PT-CHWP-002-SUPPLY_TEMPERATURE | CHWP-002 | DEV-CHWP-002 | Supply Temperature | sensor | temperature | degC | FALSE | 7 |  |  | ALARM-PT-CHWP-002-SUPPLY_TEMPERATURE | 1095 | To check |  | 60 | Pending
PT-CHWP-002-SETPOINT | CHWP-002 | DEV-CHWP-002 | Setpoint | command | setpoint | degC | TRUE | 24 |  |  |  | 1095 | To check |  | 60 | Pending
PT-CWP-001-RUN_STATUS | CWP-001 | DEV-CWP-001 | Run Status | sensor | status | boolean | FALSE | TRUE |  |  | ALARM-PT-CWP-001-RUN_STATUS | 1095 | To check |  | 60 | Pending
PT-CWP-001-FAULT_STATUS | CWP-001 | DEV-CWP-001 | Fault Status | sensor | fault | boolean | FALSE | FALSE |  |  | ALARM-PT-CWP-001-FAULT_STATUS | 1095 | To check |  | 60 | Pending
PT-CWP-001-POWER | CWP-001 | DEV-CWP-001 | Power | sensor | power | kW | FALSE | 12.5 |  |  | ALARM-PT-CWP-001-POWER | 1095 | To check |  | 60 | Pending
PT-CWP-001-SUPPLY_TEMPERATURE | CWP-001 | DEV-CWP-001 | Supply Temperature | sensor | temperature | degC | FALSE | 7 |  |  | ALARM-PT-CWP-001-SUPPLY_TEMPERATURE | 1095 | To check |  | 60 | Pending
PT-CWP-001-SETPOINT | CWP-001 | DEV-CWP-001 | Setpoint | command | setpoint | degC | TRUE | 24 |  |  |  | 1095 | To check |  | 60 | Pending
PT-CT-001-RUN_STATUS | CT-001 | DEV-CT-001 | Run Status | sensor | status | boolean | FALSE | TRUE |  |  | ALARM-PT-CT-001-RUN_STATUS | 1095 | To check |  | 60 | Pending
PT-CT-001-FAULT_STATUS | CT-001 | DEV-CT-001 | Fault Status | sensor | fault | boolean | FALSE | FALSE |  |  | ALARM-PT-CT-001-FAULT_STATUS | 1095 | To check |  | 60 | Pending
PT-CT-001-POWER | CT-001 | DEV-CT-001 | Power | sensor | power | kW | FALSE | 12.5 |  |  | ALARM-PT-CT-001-POWER | 1095 | To check |  | 60 | Pending
PT-CT-001-SUPPLY_TEMPERATURE | CT-001 | DEV-CT-001 | Supply Temperature | sensor | temperature | degC | FALSE | 7 |  |  | ALARM-PT-CT-001-SUPPLY_TEMPERATURE | 1095 | To check |  | 60 | Pending
PT-CT-001-SETPOINT | CT-001 | DEV-CT-001 | Setpoint | command | setpoint | degC | TRUE | 24 |  |  |  | 1095 | To check |  | 60 | Pending
PT-AHU-L04-001-RUN_STATUS | AHU-L04-001 | DEV-AHU-L04-001 | Run Status | sensor | status | boolean | FALSE | TRUE |  |  | ALARM-PT-AHU-L04-001-RUN_STATUS | 1095 | To check |  | 60 | Pending
PT-AHU-L04-001-FAULT_STATUS | AHU-L04-001 | DEV-AHU-L04-001 | Fault Status | sensor | fault | boolean | FALSE | FALSE |  |  | ALARM-PT-AHU-L04-001-FAULT_STATUS | 1095 | To check |  | 60 | Pending
PT-AHU-L04-001-POWER | AHU-L04-001 | DEV-AHU-L04-001 | Power | sensor | power | kW | FALSE | 12.5 |  |  | ALARM-PT-AHU-L04-001-POWER | 1095 | To check |  | 60 | Pending
PT-AHU-L04-001-SUPPLY_TEMPERATURE | AHU-L04-001 | DEV-AHU-L04-001 | Supply Temperature | sensor | temperature | degC | FALSE | 7 |  |  | ALARM-PT-AHU-L04-001-SUPPLY_TEMPERATURE | 1095 | To check |  | 60 | Pending
PT-AHU-L04-001-SETPOINT | AHU-L04-001 | DEV-AHU-L04-001 | Setpoint | command | setpoint | degC | TRUE | 24 |  |  |  | 1095 | To check |  | 60 | Pending
PT-FCU-L02-001-RUN_STATUS | FCU-L02-001 | DEV-FCU-L02-001 | Run Status | sensor | status | boolean | FALSE | TRUE |  |  | ALARM-PT-FCU-L02-001-RUN_STATUS | 1095 | To check |  | 60 | Pending
PT-FCU-L02-001-FAULT_STATUS | FCU-L02-001 | DEV-FCU-L02-001 | Fault Status | sensor | fault | boolean | FALSE | FALSE |  |  | ALARM-PT-FCU-L02-001-FAULT_STATUS | 1095 | To check |  | 60 | Pending
PT-FCU-L02-001-POWER | FCU-L02-001 | DEV-FCU-L02-001 | Power | sensor | power | kW | FALSE | 12.5 |  |  | ALARM-PT-FCU-L02-001-POWER | 1095 | To check |  | 60 | Pending
PT-FCU-L02-001-SUPPLY_TEMPERATURE | FCU-L02-001 | DEV-FCU-L02-001 | Supply Temperature | sensor | temperature | degC | FALSE | 7 |  |  | ALARM-PT-FCU-L02-001-SUPPLY_TEMPERATURE | 1095 | To check |  | 60 | Pending
PT-FCU-L02-001-SETPOINT | FCU-L02-001 | DEV-FCU-L02-001 | Setpoint | command | setpoint | degC | TRUE | 24 |  |  |  | 1095 | To check |  | 60 | Pending
PT-FCU-L05-001-RUN_STATUS | FCU-L05-001 | DEV-FCU-L05-001 | Run Status | sensor | status | boolean | FALSE | TRUE |  |  | ALARM-PT-FCU-L05-001-RUN_STATUS | 1095 | To check |  | 60 | Pending
PT-FCU-L05-001-FAULT_STATUS | FCU-L05-001 | DEV-FCU-L05-001 | Fault Status | sensor | fault | boolean | FALSE | FALSE |  |  | ALARM-PT-FCU-L05-001-FAULT_STATUS | 1095 | To check |  | 60 | Pending
PT-FCU-L05-001-POWER | FCU-L05-001 | DEV-FCU-L05-001 | Power | sensor | power | kW | FALSE | 12.5 |  |  | ALARM-PT-FCU-L05-001-POWER | 1095 | To check |  | 60 | Pending
PT-FCU-L05-001-SUPPLY_TEMPERATURE | FCU-L05-001 | DEV-FCU-L05-001 | Supply Temperature | sensor | temperature | degC | FALSE | 7 |  |  | ALARM-PT-FCU-L05-001-SUPPLY_TEMPERATURE | 1095 | To check |  | 60 | Pending
PT-FCU-L05-001-SETPOINT | FCU-L05-001 | DEV-FCU-L05-001 | Setpoint | command | setpoint | degC | TRUE | 24 |  |  |  | 1095 | To check |  | 60 | Pending
PT-FCU-L10-001-RUN_STATUS | FCU-L10-001 | DEV-FCU-L10-001 | Run Status | sensor | status | boolean | FALSE | TRUE |  |  | ALARM-PT-FCU-L10-001-RUN_STATUS | 1095 | To check |  | 60 | Pending
PT-FCU-L10-001-FAULT_STATUS | FCU-L10-001 | DEV-FCU-L10-001 | Fault Status | sensor | fault | boolean | FALSE | FALSE |  |  | ALARM-PT-FCU-L10-001-FAULT_STATUS | 1095 | To check |  | 60 | Pending
PT-FCU-L10-001-POWER | FCU-L10-001 | DEV-FCU-L10-001 | Power | sensor | power | kW | FALSE | 12.5 |  |  | ALARM-PT-FCU-L10-001-POWER | 1095 | To check |  | 60 | Pending
PT-FCU-L10-001-SUPPLY_TEMPERATURE | FCU-L10-001 | DEV-FCU-L10-001 | Supply Temperature | sensor | temperature | degC | FALSE | 7 |  |  | ALARM-PT-FCU-L10-001-SUPPLY_TEMPERATURE | 1095 | To check |  | 60 | Pending
PT-FCU-L10-001-SETPOINT | FCU-L10-001 | DEV-FCU-L10-001 | Setpoint | command | setpoint | degC | TRUE | 24 |  |  |  | 1095 | To check |  | 60 | Pending
PT-FCU-L20-001-RUN_STATUS | FCU-L20-001 | DEV-FCU-L20-001 | Run Status | sensor | status | boolean | FALSE | TRUE |  |  | ALARM-PT-FCU-L20-001-RUN_STATUS | 1095 | To check |  | 60 | Pending
PT-FCU-L20-001-FAULT_STATUS | FCU-L20-001 | DEV-FCU-L20-001 | Fault Status | sensor | fault | boolean | FALSE | FALSE |  |  | ALARM-PT-FCU-L20-001-FAULT_STATUS | 1095 | To check |  | 60 | Pending
PT-FCU-L20-001-POWER | FCU-L20-001 | DEV-FCU-L20-001 | Power | sensor | power | kW | FALSE | 12.5 |  |  | ALARM-PT-FCU-L20-001-POWER | 1095 | To check |  | 60 | Pending
PT-FCU-L20-001-SUPPLY_TEMPERATURE | FCU-L20-001 | DEV-FCU-L20-001 | Supply Temperature | sensor | temperature | degC | FALSE | 7 |  |  | ALARM-PT-FCU-L20-001-SUPPLY_TEMPERATURE | 1095 | To check |  | 60 | Pending
PT-FCU-L20-001-SETPOINT | FCU-L20-001 | DEV-FCU-L20-001 | Setpoint | command | setpoint | degC | TRUE | 24 |  |  |  | 1095 | To check |  | 60 | Pending
PT-TR-001-VOLTAGE | TR-001 | DEV-TR-001 | Voltage | sensor | voltage | V | FALSE | 380 |  |  |  | 1095 | To check |  | 60 | Pending
PT-TR-001-CURRENT | TR-001 | DEV-TR-001 | Current | sensor | current | A | FALSE | 120 |  |  |  | 1095 | To check |  | 60 | Pending
PT-TR-001-POWER | TR-001 | DEV-TR-001 | Power | sensor | power | kW | FALSE | 75 |  |  | ALARM-PT-TR-001-POWER | 1095 | To check |  | 60 | Pending
PT-TR-001-ENERGY | TR-001 | DEV-TR-001 | Energy | sensor | energy | kWh | FALSE | 123456 |  |  | ALARM-PT-TR-001-ENERGY | 1095 | To check |  | 60 | Pending
PT-TR-001-FAULT_STATUS | TR-001 | DEV-TR-001 | Fault Status | sensor | fault | boolean | FALSE | FALSE |  |  | ALARM-PT-TR-001-FAULT_STATUS | 1095 | To check |  | 60 | Pending
PT-MDB-001-VOLTAGE | MDB-001 | DEV-MDB-001 | Voltage | sensor | voltage | V | FALSE | 380 |  |  |  | 1095 | To check |  | 60 | Pending
PT-MDB-001-CURRENT | MDB-001 | DEV-MDB-001 | Current | sensor | current | A | FALSE | 120 |  |  |  | 1095 | To check |  | 60 | Pending
PT-MDB-001-POWER | MDB-001 | DEV-MDB-001 | Power | sensor | power | kW | FALSE | 75 |  |  | ALARM-PT-MDB-001-POWER | 1095 | To check |  | 60 | Pending
PT-MDB-001-ENERGY | MDB-001 | DEV-MDB-001 | Energy | sensor | energy | kWh | FALSE | 123456 |  |  | ALARM-PT-MDB-001-ENERGY | 1095 | To check |  | 60 | Pending
PT-MDB-001-FAULT_STATUS | MDB-001 | DEV-MDB-001 | Fault Status | sensor | fault | boolean | FALSE | FALSE |  |  | ALARM-PT-MDB-001-FAULT_STATUS | 1095 | To check |  | 60 | Pending
PT-ATS-001-VOLTAGE | ATS-001 | DEV-ATS-001 | Voltage | sensor | voltage | V | FALSE | 380 |  |  |  | 1095 | To check |  | 60 | Pending
PT-ATS-001-CURRENT | ATS-001 | DEV-ATS-001 | Current | sensor | current | A | FALSE | 120 |  |  |  | 1095 | To check |  | 60 | Pending
PT-ATS-001-POWER | ATS-001 | DEV-ATS-001 | Power | sensor | power | kW | FALSE | 75 |  |  | ALARM-PT-ATS-001-POWER | 1095 | To check |  | 60 | Pending
PT-ATS-001-ENERGY | ATS-001 | DEV-ATS-001 | Energy | sensor | energy | kWh | FALSE | 123456 |  |  | ALARM-PT-ATS-001-ENERGY | 1095 | To check |  | 60 | Pending
PT-ATS-001-FAULT_STATUS | ATS-001 | DEV-ATS-001 | Fault Status | sensor | fault | boolean | FALSE | FALSE |  |  | ALARM-PT-ATS-001-FAULT_STATUS | 1095 | To check |  | 60 | Pending
PT-GEN-001-VOLTAGE | GEN-001 | DEV-GEN-001 | Voltage | sensor | voltage | V | FALSE | 380 |  |  |  | 1095 | To check |  | 60 | Pending
PT-GEN-001-CURRENT | GEN-001 | DEV-GEN-001 | Current | sensor | current | A | FALSE | 120 |  |  |  | 1095 | To check |  | 60 | Pending
PT-GEN-001-POWER | GEN-001 | DEV-GEN-001 | Power | sensor | power | kW | FALSE | 75 |  |  | ALARM-PT-GEN-001-POWER | 1095 | To check |  | 60 | Pending
PT-GEN-001-ENERGY | GEN-001 | DEV-GEN-001 | Energy | sensor | energy | kWh | FALSE | 123456 |  |  | ALARM-PT-GEN-001-ENERGY | 1095 | To check |  | 60 | Pending
PT-GEN-001-FAULT_STATUS | GEN-001 | DEV-GEN-001 | Fault Status | sensor | fault | boolean | FALSE | FALSE |  |  | ALARM-PT-GEN-001-FAULT_STATUS | 1095 | To check |  | 60 | Pending
PT-UPS-001-VOLTAGE | UPS-001 | DEV-UPS-001 | Voltage | sensor | voltage | V | FALSE | 380 |  |  |  | 1095 | To check |  | 60 | Pending
PT-UPS-001-CURRENT | UPS-001 | DEV-UPS-001 | Current | sensor | current | A | FALSE | 120 |  |  |  | 1095 | To check |  | 60 | Pending
PT-UPS-001-POWER | UPS-001 | DEV-UPS-001 | Power | sensor | power | kW | FALSE | 75 |  |  | ALARM-PT-UPS-001-POWER | 1095 | To check |  | 60 | Pending
PT-UPS-001-ENERGY | UPS-001 | DEV-UPS-001 | Energy | sensor | energy | kWh | FALSE | 123456 |  |  | ALARM-PT-UPS-001-ENERGY | 1095 | To check |  | 60 | Pending
PT-UPS-001-FAULT_STATUS | UPS-001 | DEV-UPS-001 | Fault Status | sensor | fault | boolean | FALSE | FALSE |  |  | ALARM-PT-UPS-001-FAULT_STATUS | 1095 | To check |  | 60 | Pending
PT-LP-L01-001-VOLTAGE | LP-L01-001 | DEV-LP-L01-001 | Voltage | sensor | voltage | V | FALSE | 380 |  |  |  | 1095 | To check |  | 60 | Pending
PT-LP-L01-001-CURRENT | LP-L01-001 | DEV-LP-L01-001 | Current | sensor | current | A | FALSE | 120 |  |  |  | 1095 | To check |  | 60 | Pending
PT-LP-L01-001-POWER | LP-L01-001 | DEV-LP-L01-001 | Power | sensor | power | kW | FALSE | 75 |  |  | ALARM-PT-LP-L01-001-POWER | 1095 | To check |  | 60 | Pending
PT-LP-L01-001-ENERGY | LP-L01-001 | DEV-LP-L01-001 | Energy | sensor | energy | kWh | FALSE | 123456 |  |  | ALARM-PT-LP-L01-001-ENERGY | 1095 | To check |  | 60 | Pending
PT-LP-L01-001-FAULT_STATUS | LP-L01-001 | DEV-LP-L01-001 | Fault Status | sensor | fault | boolean | FALSE | FALSE |  |  | ALARM-PT-LP-L01-001-FAULT_STATUS | 1095 | To check |  | 60 | Pending
PT-LP-L02-001-VOLTAGE | LP-L02-001 | DEV-LP-L02-001 | Voltage | sensor | voltage | V | FALSE | 380 |  |  |  | 1095 | To check |  | 60 | Pending
PT-LP-L02-001-CURRENT | LP-L02-001 | DEV-LP-L02-001 | Current | sensor | current | A | FALSE | 120 |  |  |  | 1095 | To check |  | 60 | Pending
PT-LP-L02-001-POWER | LP-L02-001 | DEV-LP-L02-001 | Power | sensor | power | kW | FALSE | 75 |  |  | ALARM-PT-LP-L02-001-POWER | 1095 | To check |  | 60 | Pending
PT-LP-L02-001-ENERGY | LP-L02-001 | DEV-LP-L02-001 | Energy | sensor | energy | kWh | FALSE | 123456 |  |  | ALARM-PT-LP-L02-001-ENERGY | 1095 | To check |  | 60 | Pending
PT-LP-L02-001-FAULT_STATUS | LP-L02-001 | DEV-LP-L02-001 | Fault Status | sensor | fault | boolean | FALSE | FALSE |  |  | ALARM-PT-LP-L02-001-FAULT_STATUS | 1095 | To check |  | 60 | Pending
PT-LP-L05-001-VOLTAGE | LP-L05-001 | DEV-LP-L05-001 | Voltage | sensor | voltage | V | FALSE | 380 |  |  |  | 1095 | To check |  | 60 | Pending
PT-LP-L05-001-CURRENT | LP-L05-001 | DEV-LP-L05-001 | Current | sensor | current | A | FALSE | 120 |  |  |  | 1095 | To check |  | 60 | Pending
PT-LP-L05-001-POWER | LP-L05-001 | DEV-LP-L05-001 | Power | sensor | power | kW | FALSE | 75 |  |  | ALARM-PT-LP-L05-001-POWER | 1095 | To check |  | 60 | Pending
PT-LP-L05-001-ENERGY | LP-L05-001 | DEV-LP-L05-001 | Energy | sensor | energy | kWh | FALSE | 123456 |  |  | ALARM-PT-LP-L05-001-ENERGY | 1095 | To check |  | 60 | Pending
PT-LP-L05-001-FAULT_STATUS | LP-L05-001 | DEV-LP-L05-001 | Fault Status | sensor | fault | boolean | FALSE | FALSE |  |  | ALARM-PT-LP-L05-001-FAULT_STATUS | 1095 | To check |  | 60 | Pending
PT-LP-L10-001-VOLTAGE | LP-L10-001 | DEV-LP-L10-001 | Voltage | sensor | voltage | V | FALSE | 380 |  |  |  | 1095 | To check |  | 60 | Pending
PT-LP-L10-001-CURRENT | LP-L10-001 | DEV-LP-L10-001 | Current | sensor | current | A | FALSE | 120 |  |  |  | 1095 | To check |  | 60 | Pending
PT-LP-L10-001-POWER | LP-L10-001 | DEV-LP-L10-001 | Power | sensor | power | kW | FALSE | 75 |  |  | ALARM-PT-LP-L10-001-POWER | 1095 | To check |  | 60 | Pending
PT-LP-L10-001-ENERGY | LP-L10-001 | DEV-LP-L10-001 | Energy | sensor | energy | kWh | FALSE | 123456 |  |  | ALARM-PT-LP-L10-001-ENERGY | 1095 | To check |  | 60 | Pending
PT-LP-L10-001-FAULT_STATUS | LP-L10-001 | DEV-LP-L10-001 | Fault Status | sensor | fault | boolean | FALSE | FALSE |  |  | ALARM-PT-LP-L10-001-FAULT_STATUS | 1095 | To check |  | 60 | Pending
PT-LP-L20-001-VOLTAGE | LP-L20-001 | DEV-LP-L20-001 | Voltage | sensor | voltage | V | FALSE | 380 |  |  |  | 1095 | To check |  | 60 | Pending
PT-LP-L20-001-CURRENT | LP-L20-001 | DEV-LP-L20-001 | Current | sensor | current | A | FALSE | 120 |  |  |  | 1095 | To check |  | 60 | Pending
PT-LP-L20-001-POWER | LP-L20-001 | DEV-LP-L20-001 | Power | sensor | power | kW | FALSE | 75 |  |  | ALARM-PT-LP-L20-001-POWER | 1095 | To check |  | 60 | Pending
PT-LP-L20-001-ENERGY | LP-L20-001 | DEV-LP-L20-001 | Energy | sensor | energy | kWh | FALSE | 123456 |  |  | ALARM-PT-LP-L20-001-ENERGY | 1095 | To check |  | 60 | Pending
PT-LP-L20-001-FAULT_STATUS | LP-L20-001 | DEV-LP-L20-001 | Fault Status | sensor | fault | boolean | FALSE | FALSE |  |  | ALARM-PT-LP-L20-001-FAULT_STATUS | 1095 | To check |  | 60 | Pending
PT-FIRE-PUMP-001-RUN_STATUS | FIRE-PUMP-001 | DEV-FIRE-PUMP-001 | Run Status | sensor | status | boolean | FALSE | TRUE |  |  | ALARM-PT-FIRE-PUMP-001-RUN_STATUS | 1095 | To check |  | 60 | Pending
PT-FIRE-PUMP-001-FAULT_STATUS | FIRE-PUMP-001 | DEV-FIRE-PUMP-001 | Fault Status | sensor | fault | boolean | FALSE | FALSE |  |  | ALARM-PT-FIRE-PUMP-001-FAULT_STATUS | 1095 | To check |  | 60 | Pending
PT-FIRE-PUMP-001-POWER | FIRE-PUMP-001 | DEV-FIRE-PUMP-001 | Power | sensor | power | kW | FALSE | 12.5 |  |  | ALARM-PT-FIRE-PUMP-001-POWER | 1095 | To check |  | 60 | Pending
PT-FIRE-PUMP-001-SUPPLY_TEMPERATURE | FIRE-PUMP-001 | DEV-FIRE-PUMP-001 | Supply Temperature | sensor | temperature | degC | FALSE | 7 |  |  | ALARM-PT-FIRE-PUMP-001-SUPPLY_TEMPERATURE | 1095 | To check |  | 60 | Pending
PT-FIRE-PUMP-001-SETPOINT | FIRE-PUMP-001 | DEV-FIRE-PUMP-001 | Setpoint | command | setpoint | degC | TRUE | 24 |  |  |  | 1095 | To check |  | 60 | Pending
PT-JOCKEY-PUMP-001-RUN_STATUS | JOCKEY-PUMP-001 | DEV-JOCKEY-PUMP-001 | Run Status | sensor | status | boolean | FALSE | TRUE |  |  | ALARM-PT-JOCKEY-PUMP-001-RUN_STATUS | 1095 | To check |  | 60 | Pending
PT-JOCKEY-PUMP-001-FAULT_STATUS | JOCKEY-PUMP-001 | DEV-JOCKEY-PUMP-001 | Fault Status | sensor | fault | boolean | FALSE | FALSE |  |  | ALARM-PT-JOCKEY-PUMP-001-FAULT_STATUS | 1095 | To check |  | 60 | Pending
PT-JOCKEY-PUMP-001-POWER | JOCKEY-PUMP-001 | DEV-JOCKEY-PUMP-001 | Power | sensor | power | kW | FALSE | 12.5 |  |  | ALARM-PT-JOCKEY-PUMP-001-POWER | 1095 | To check |  | 60 | Pending
PT-JOCKEY-PUMP-001-SUPPLY_TEMPERATURE | JOCKEY-PUMP-001 | DEV-JOCKEY-PUMP-001 | Supply Temperature | sensor | temperature | degC | FALSE | 7 |  |  | ALARM-PT-JOCKEY-PUMP-001-SUPPLY_TEMPERATURE | 1095 | To check |  | 60 | Pending
PT-JOCKEY-PUMP-001-SETPOINT | JOCKEY-PUMP-001 | DEV-JOCKEY-PUMP-001 | Setpoint | command | setpoint | degC | TRUE | 24 |  |  |  | 1095 | To check |  | 60 | Pending
PT-FACP-001-ALARM_STATUS | FACP-001 | DEV-FACP-001 | Alarm Status | sensor | fire_alarm | boolean | FALSE | FALSE |  |  | ALARM-PT-FACP-001-ALARM_STATUS | 1095 | To check |  | 60 | Pending
PT-FACP-001-FAULT_STATUS | FACP-001 | DEV-FACP-001 | Fault Status | sensor | fault | boolean | FALSE | FALSE |  |  | ALARM-PT-FACP-001-FAULT_STATUS | 1095 | To check |  | 60 | Pending
PT-FACP-001-PRESSURE | FACP-001 | DEV-FACP-001 | Pressure | sensor | pressure | bar | FALSE | 7.2 |  |  | ALARM-PT-FACP-001-PRESSURE | 1095 | To check |  | 60 | Pending
PT-SMOKE-B2-001-ALARM_STATUS | SMOKE-B2-001 | DEV-SMOKE-B2-001 | Alarm Status | sensor | fire_alarm | boolean | FALSE | FALSE |  |  | ALARM-PT-SMOKE-B2-001-ALARM_STATUS | 1095 | To check |  | 60 | Pending
PT-SMOKE-B2-001-FAULT_STATUS | SMOKE-B2-001 | DEV-SMOKE-B2-001 | Fault Status | sensor | fault | boolean | FALSE | FALSE |  |  | ALARM-PT-SMOKE-B2-001-FAULT_STATUS | 1095 | To check |  | 60 | Pending
PT-SMOKE-B2-001-PRESSURE | SMOKE-B2-001 | DEV-SMOKE-B2-001 | Pressure | sensor | pressure | bar | FALSE | 7.2 |  |  | ALARM-PT-SMOKE-B2-001-PRESSURE | 1095 | To check |  | 60 | Pending
PT-SPRINKLER-B2-001-ALARM_STATUS | SPRINKLER-B2-001 | DEV-SPRINKLER-B2-001 | Alarm Status | sensor | fire_alarm | boolean | FALSE | FALSE |  |  | ALARM-PT-SPRINKLER-B2-001-ALARM_STATUS | 1095 | To check |  | 60 | Pending
PT-SPRINKLER-B2-001-FAULT_STATUS | SPRINKLER-B2-001 | DEV-SPRINKLER-B2-001 | Fault Status | sensor | fault | boolean | FALSE | FALSE |  |  | ALARM-PT-SPRINKLER-B2-001-FAULT_STATUS | 1095 | To check |  | 60 | Pending
PT-SPRINKLER-B2-001-PRESSURE | SPRINKLER-B2-001 | DEV-SPRINKLER-B2-001 | Pressure | sensor | pressure | bar | FALSE | 7.2 |  |  | ALARM-PT-SPRINKLER-B2-001-PRESSURE | 1095 | To check |  | 60 | Pending
PT-SMOKE-L01-001-ALARM_STATUS | SMOKE-L01-001 | DEV-SMOKE-L01-001 | Alarm Status | sensor | fire_alarm | boolean | FALSE | FALSE |  |  | ALARM-PT-SMOKE-L01-001-ALARM_STATUS | 1095 | To check |  | 60 | Pending
PT-SMOKE-L01-001-FAULT_STATUS | SMOKE-L01-001 | DEV-SMOKE-L01-001 | Fault Status | sensor | fault | boolean | FALSE | FALSE |  |  | ALARM-PT-SMOKE-L01-001-FAULT_STATUS | 1095 | To check |  | 60 | Pending
PT-SMOKE-L01-001-PRESSURE | SMOKE-L01-001 | DEV-SMOKE-L01-001 | Pressure | sensor | pressure | bar | FALSE | 7.2 |  |  | ALARM-PT-SMOKE-L01-001-PRESSURE | 1095 | To check |  | 60 | Pending
PT-SPRINKLER-L01-001-ALARM_STATUS | SPRINKLER-L01-001 | DEV-SPRINKLER-L01-001 | Alarm Status | sensor | fire_alarm | boolean | FALSE | FALSE |  |  | ALARM-PT-SPRINKLER-L01-001-ALARM_STATUS | 1095 | To check |  | 60 | Pending
PT-SPRINKLER-L01-001-FAULT_STATUS | SPRINKLER-L01-001 | DEV-SPRINKLER-L01-001 | Fault Status | sensor | fault | boolean | FALSE | FALSE |  |  | ALARM-PT-SPRINKLER-L01-001-FAULT_STATUS | 1095 | To check |  | 60 | Pending
PT-SPRINKLER-L01-001-PRESSURE | SPRINKLER-L01-001 | DEV-SPRINKLER-L01-001 | Pressure | sensor | pressure | bar | FALSE | 7.2 |  |  | ALARM-PT-SPRINKLER-L01-001-PRESSURE | 1095 | To check |  | 60 | Pending
PT-SMOKE-L02-001-ALARM_STATUS | SMOKE-L02-001 | DEV-SMOKE-L02-001 | Alarm Status | sensor | fire_alarm | boolean | FALSE | FALSE |  |  | ALARM-PT-SMOKE-L02-001-ALARM_STATUS | 1095 | To check |  | 60 | Pending
PT-SMOKE-L02-001-FAULT_STATUS | SMOKE-L02-001 | DEV-SMOKE-L02-001 | Fault Status | sensor | fault | boolean | FALSE | FALSE |  |  | ALARM-PT-SMOKE-L02-001-FAULT_STATUS | 1095 | To check |  | 60 | Pending
PT-SMOKE-L02-001-PRESSURE | SMOKE-L02-001 | DEV-SMOKE-L02-001 | Pressure | sensor | pressure | bar | FALSE | 7.2 |  |  | ALARM-PT-SMOKE-L02-001-PRESSURE | 1095 | To check |  | 60 | Pending
PT-SPRINKLER-L02-001-ALARM_STATUS | SPRINKLER-L02-001 | DEV-SPRINKLER-L02-001 | Alarm Status | sensor | fire_alarm | boolean | FALSE | FALSE |  |  | ALARM-PT-SPRINKLER-L02-001-ALARM_STATUS | 1095 | To check |  | 60 | Pending
PT-SPRINKLER-L02-001-FAULT_STATUS | SPRINKLER-L02-001 | DEV-SPRINKLER-L02-001 | Fault Status | sensor | fault | boolean | FALSE | FALSE |  |  | ALARM-PT-SPRINKLER-L02-001-FAULT_STATUS | 1095 | To check |  | 60 | Pending
PT-SPRINKLER-L02-001-PRESSURE | SPRINKLER-L02-001 | DEV-SPRINKLER-L02-001 | Pressure | sensor | pressure | bar | FALSE | 7.2 |  |  | ALARM-PT-SPRINKLER-L02-001-PRESSURE | 1095 | To check |  | 60 | Pending
PT-SMOKE-L05-001-ALARM_STATUS | SMOKE-L05-001 | DEV-SMOKE-L05-001 | Alarm Status | sensor | fire_alarm | boolean | FALSE | FALSE |  |  | ALARM-PT-SMOKE-L05-001-ALARM_STATUS | 1095 | To check |  | 60 | Pending
PT-SMOKE-L05-001-FAULT_STATUS | SMOKE-L05-001 | DEV-SMOKE-L05-001 | Fault Status | sensor | fault | boolean | FALSE | FALSE |  |  | ALARM-PT-SMOKE-L05-001-FAULT_STATUS | 1095 | To check |  | 60 | Pending
PT-SMOKE-L05-001-PRESSURE | SMOKE-L05-001 | DEV-SMOKE-L05-001 | Pressure | sensor | pressure | bar | FALSE | 7.2 |  |  | ALARM-PT-SMOKE-L05-001-PRESSURE | 1095 | To check |  | 60 | Pending
PT-SPRINKLER-L05-001-ALARM_STATUS | SPRINKLER-L05-001 | DEV-SPRINKLER-L05-001 | Alarm Status | sensor | fire_alarm | boolean | FALSE | FALSE |  |  | ALARM-PT-SPRINKLER-L05-001-ALARM_STATUS | 1095 | To check |  | 60 | Pending
PT-SPRINKLER-L05-001-FAULT_STATUS | SPRINKLER-L05-001 | DEV-SPRINKLER-L05-001 | Fault Status | sensor | fault | boolean | FALSE | FALSE |  |  | ALARM-PT-SPRINKLER-L05-001-FAULT_STATUS | 1095 | To check |  | 60 | Pending
PT-SPRINKLER-L05-001-PRESSURE | SPRINKLER-L05-001 | DEV-SPRINKLER-L05-001 | Pressure | sensor | pressure | bar | FALSE | 7.2 |  |  | ALARM-PT-SPRINKLER-L05-001-PRESSURE | 1095 | To check |  | 60 | Pending
PT-SMOKE-L10-001-ALARM_STATUS | SMOKE-L10-001 | DEV-SMOKE-L10-001 | Alarm Status | sensor | fire_alarm | boolean | FALSE | FALSE |  |  | ALARM-PT-SMOKE-L10-001-ALARM_STATUS | 1095 | To check |  | 60 | Pending
PT-SMOKE-L10-001-FAULT_STATUS | SMOKE-L10-001 | DEV-SMOKE-L10-001 | Fault Status | sensor | fault | boolean | FALSE | FALSE |  |  | ALARM-PT-SMOKE-L10-001-FAULT_STATUS | 1095 | To check |  | 60 | Pending
PT-SMOKE-L10-001-PRESSURE | SMOKE-L10-001 | DEV-SMOKE-L10-001 | Pressure | sensor | pressure | bar | FALSE | 7.2 |  |  | ALARM-PT-SMOKE-L10-001-PRESSURE | 1095 | To check |  | 60 | Pending
PT-SPRINKLER-L10-001-ALARM_STATUS | SPRINKLER-L10-001 | DEV-SPRINKLER-L10-001 | Alarm Status | sensor | fire_alarm | boolean | FALSE | FALSE |  |  | ALARM-PT-SPRINKLER-L10-001-ALARM_STATUS | 1095 | To check |  | 60 | Pending
PT-SPRINKLER-L10-001-FAULT_STATUS | SPRINKLER-L10-001 | DEV-SPRINKLER-L10-001 | Fault Status | sensor | fault | boolean | FALSE | FALSE |  |  | ALARM-PT-SPRINKLER-L10-001-FAULT_STATUS | 1095 | To check |  | 60 | Pending
PT-SPRINKLER-L10-001-PRESSURE | SPRINKLER-L10-001 | DEV-SPRINKLER-L10-001 | Pressure | sensor | pressure | bar | FALSE | 7.2 |  |  | ALARM-PT-SPRINKLER-L10-001-PRESSURE | 1095 | To check |  | 60 | Pending
PT-SMOKE-L20-001-ALARM_STATUS | SMOKE-L20-001 | DEV-SMOKE-L20-001 | Alarm Status | sensor | fire_alarm | boolean | FALSE | FALSE |  |  | ALARM-PT-SMOKE-L20-001-ALARM_STATUS | 1095 | To check |  | 60 | Pending
PT-SMOKE-L20-001-FAULT_STATUS | SMOKE-L20-001 | DEV-SMOKE-L20-001 | Fault Status | sensor | fault | boolean | FALSE | FALSE |  |  | ALARM-PT-SMOKE-L20-001-FAULT_STATUS | 1095 | To check |  | 60 | Pending
PT-SMOKE-L20-001-PRESSURE | SMOKE-L20-001 | DEV-SMOKE-L20-001 | Pressure | sensor | pressure | bar | FALSE | 7.2 |  |  | ALARM-PT-SMOKE-L20-001-PRESSURE | 1095 | To check |  | 60 | Pending
PT-SPRINKLER-L20-001-ALARM_STATUS | SPRINKLER-L20-001 | DEV-SPRINKLER-L20-001 | Alarm Status | sensor | fire_alarm | boolean | FALSE | FALSE |  |  | ALARM-PT-SPRINKLER-L20-001-ALARM_STATUS | 1095 | To check |  | 60 | Pending
PT-SPRINKLER-L20-001-FAULT_STATUS | SPRINKLER-L20-001 | DEV-SPRINKLER-L20-001 | Fault Status | sensor | fault | boolean | FALSE | FALSE |  |  | ALARM-PT-SPRINKLER-L20-001-FAULT_STATUS | 1095 | To check |  | 60 | Pending
PT-SPRINKLER-L20-001-PRESSURE | SPRINKLER-L20-001 | DEV-SPRINKLER-L20-001 | Pressure | sensor | pressure | bar | FALSE | 7.2 |  |  | ALARM-PT-SPRINKLER-L20-001-PRESSURE | 1095 | To check |  | 60 | Pending
PT-DOM-PUMP-001-RUN_STATUS | DOM-PUMP-001 | DEV-DOM-PUMP-001 | Run Status | sensor | status | boolean | FALSE | TRUE |  |  | ALARM-PT-DOM-PUMP-001-RUN_STATUS | 1095 | To check |  | 60 | Pending
PT-DOM-PUMP-001-FAULT_STATUS | DOM-PUMP-001 | DEV-DOM-PUMP-001 | Fault Status | sensor | fault | boolean | FALSE | FALSE |  |  | ALARM-PT-DOM-PUMP-001-FAULT_STATUS | 1095 | To check |  | 60 | Pending
PT-DOM-PUMP-001-POWER | DOM-PUMP-001 | DEV-DOM-PUMP-001 | Power | sensor | power | kW | FALSE | 12.5 |  |  | ALARM-PT-DOM-PUMP-001-POWER | 1095 | To check |  | 60 | Pending
PT-DOM-PUMP-001-SUPPLY_TEMPERATURE | DOM-PUMP-001 | DEV-DOM-PUMP-001 | Supply Temperature | sensor | temperature | degC | FALSE | 7 |  |  | ALARM-PT-DOM-PUMP-001-SUPPLY_TEMPERATURE | 1095 | To check |  | 60 | Pending
PT-DOM-PUMP-001-SETPOINT | DOM-PUMP-001 | DEV-DOM-PUMP-001 | Setpoint | command | setpoint | degC | TRUE | 24 |  |  |  | 1095 | To check |  | 60 | Pending
PT-SUMP-PUMP-B2-001-RUN_STATUS | SUMP-PUMP-B2-001 | DEV-SUMP-PUMP-B2-001 | Run Status | sensor | status | boolean | FALSE | TRUE |  |  | ALARM-PT-SUMP-PUMP-B2-001-RUN_STATUS | 1095 | To check |  | 60 | Pending
PT-SUMP-PUMP-B2-001-FAULT_STATUS | SUMP-PUMP-B2-001 | DEV-SUMP-PUMP-B2-001 | Fault Status | sensor | fault | boolean | FALSE | FALSE |  |  | ALARM-PT-SUMP-PUMP-B2-001-FAULT_STATUS | 1095 | To check |  | 60 | Pending
PT-SUMP-PUMP-B2-001-POWER | SUMP-PUMP-B2-001 | DEV-SUMP-PUMP-B2-001 | Power | sensor | power | kW | FALSE | 12.5 |  |  | ALARM-PT-SUMP-PUMP-B2-001-POWER | 1095 | To check |  | 60 | Pending
PT-SUMP-PUMP-B2-001-SUPPLY_TEMPERATURE | SUMP-PUMP-B2-001 | DEV-SUMP-PUMP-B2-001 | Supply Temperature | sensor | temperature | degC | FALSE | 7 |  |  | ALARM-PT-SUMP-PUMP-B2-001-SUPPLY_TEMPERATURE | 1095 | To check |  | 60 | Pending
PT-SUMP-PUMP-B2-001-SETPOINT | SUMP-PUMP-B2-001 | DEV-SUMP-PUMP-B2-001 | Setpoint | command | setpoint | degC | TRUE | 24 |  |  |  | 1095 | To check |  | 60 | Pending
PT-WATER-METER-001-RUN_STATUS | WATER-METER-001 | DEV-WATER-METER-001 | Run Status | sensor | status | boolean | FALSE | TRUE |  |  | ALARM-PT-WATER-METER-001-RUN_STATUS | 1095 | To check |  | 60 | Pending
PT-WATER-METER-001-LEVEL | WATER-METER-001 | DEV-WATER-METER-001 | Level | sensor | level | % | FALSE | 58 |  |  | ALARM-PT-WATER-METER-001-LEVEL | 1095 | To check |  | 60 | Pending
PT-WATER-METER-001-FLOW | WATER-METER-001 | DEV-WATER-METER-001 | Flow | sensor | flow | m3/h | FALSE | 32.1 |  |  | ALARM-PT-WATER-METER-001-FLOW | 1095 | To check |  | 60 | Pending
PT-WATER-METER-001-FAULT_STATUS | WATER-METER-001 | DEV-WATER-METER-001 | Fault Status | sensor | fault | boolean | FALSE | FALSE |  |  | ALARM-PT-WATER-METER-001-FAULT_STATUS | 1095 | To check |  | 60 | Pending
PT-WATER-TANK-B2-001-RUN_STATUS | WATER-TANK-B2-001 | DEV-WATER-TANK-B2-001 | Run Status | sensor | status | boolean | FALSE | TRUE |  |  | ALARM-PT-WATER-TANK-B2-001-RUN_STATUS | 1095 | To check |  | 60 | Pending
PT-WATER-TANK-B2-001-LEVEL | WATER-TANK-B2-001 | DEV-WATER-TANK-B2-001 | Level | sensor | level | % | FALSE | 58 |  |  | ALARM-PT-WATER-TANK-B2-001-LEVEL | 1095 | To check |  | 60 | Pending
PT-WATER-TANK-B2-001-FLOW | WATER-TANK-B2-001 | DEV-WATER-TANK-B2-001 | Flow | sensor | flow | m3/h | FALSE | 32.1 |  |  | ALARM-PT-WATER-TANK-B2-001-FLOW | 1095 | To check |  | 60 | Pending
PT-WATER-TANK-B2-001-FAULT_STATUS | WATER-TANK-B2-001 | DEV-WATER-TANK-B2-001 | Fault Status | sensor | fault | boolean | FALSE | FALSE |  |  | ALARM-PT-WATER-TANK-B2-001-FAULT_STATUS | 1095 | To check |  | 60 | Pending
PT-LIFT-01-OPERATIONAL_STATUS | LIFT-01 | DEV-LIFT-01 | Operational Status | sensor | status | string | FALSE | normal |  |  | ALARM-PT-LIFT-01-OPERATIONAL_STATUS | 1095 | To check |  | 60 | Pending
PT-LIFT-01-CURRENT_FLOOR | LIFT-01 | DEV-LIFT-01 | Current Floor | sensor | position | floor | FALSE | L05 |  |  |  | 1095 | To check |  | 60 | Pending
PT-LIFT-01-FAULT_STATUS | LIFT-01 | DEV-LIFT-01 | Fault Status | sensor | fault | boolean | FALSE | FALSE |  |  | ALARM-PT-LIFT-01-FAULT_STATUS | 1095 | To check |  | 60 | Pending
PT-LIFT-02-OPERATIONAL_STATUS | LIFT-02 | DEV-LIFT-02 | Operational Status | sensor | status | string | FALSE | normal |  |  | ALARM-PT-LIFT-02-OPERATIONAL_STATUS | 1095 | To check |  | 60 | Pending
PT-LIFT-02-CURRENT_FLOOR | LIFT-02 | DEV-LIFT-02 | Current Floor | sensor | position | floor | FALSE | L05 |  |  |  | 1095 | To check |  | 60 | Pending
PT-LIFT-02-FAULT_STATUS | LIFT-02 | DEV-LIFT-02 | Fault Status | sensor | fault | boolean | FALSE | FALSE |  |  | ALARM-PT-LIFT-02-FAULT_STATUS | 1095 | To check |  | 60 | Pending
PT-LIFT-03-OPERATIONAL_STATUS | LIFT-03 | DEV-LIFT-03 | Operational Status | sensor | status | string | FALSE | normal |  |  | ALARM-PT-LIFT-03-OPERATIONAL_STATUS | 1095 | To check |  | 60 | Pending
PT-LIFT-03-CURRENT_FLOOR | LIFT-03 | DEV-LIFT-03 | Current Floor | sensor | position | floor | FALSE | L05 |  |  |  | 1095 | To check |  | 60 | Pending
PT-LIFT-03-FAULT_STATUS | LIFT-03 | DEV-LIFT-03 | Fault Status | sensor | fault | boolean | FALSE | FALSE |  |  | ALARM-PT-LIFT-03-FAULT_STATUS | 1095 | To check |  | 60 | Pending
PT-LIFT-04-OPERATIONAL_STATUS | LIFT-04 | DEV-LIFT-04 | Operational Status | sensor | status | string | FALSE | normal |  |  | ALARM-PT-LIFT-04-OPERATIONAL_STATUS | 1095 | To check |  | 60 | Pending
PT-LIFT-04-CURRENT_FLOOR | LIFT-04 | DEV-LIFT-04 | Current Floor | sensor | position | floor | FALSE | L05 |  |  |  | 1095 | To check |  | 60 | Pending
PT-LIFT-04-FAULT_STATUS | LIFT-04 | DEV-LIFT-04 | Fault Status | sensor | fault | boolean | FALSE | FALSE |  |  | ALARM-PT-LIFT-04-FAULT_STATUS | 1095 | To check |  | 60 | Pending
PT-ESC-L01-001-OPERATIONAL_STATUS | ESC-L01-001 | DEV-ESC-L01-001 | Operational Status | sensor | status | string | FALSE | normal |  |  | ALARM-PT-ESC-L01-001-OPERATIONAL_STATUS | 1095 | To check |  | 60 | Pending
PT-ESC-L01-001-CURRENT_FLOOR | ESC-L01-001 | DEV-ESC-L01-001 | Current Floor | sensor | position | floor | FALSE | L05 |  |  |  | 1095 | To check |  | 60 | Pending
PT-ESC-L01-001-FAULT_STATUS | ESC-L01-001 | DEV-ESC-L01-001 | Fault Status | sensor | fault | boolean | FALSE | FALSE |  |  | ALARM-PT-ESC-L01-001-FAULT_STATUS | 1095 | To check |  | 60 | Pending
PT-CCTV-B2-001-ONLINE_STATUS | CCTV-B2-001 | DEV-CCTV-B2-001 | Online Status | sensor | status | boolean | FALSE | TRUE |  |  | ALARM-PT-CCTV-B2-001-ONLINE_STATUS | 1095 | To check |  | 60 | Pending
PT-CCTV-B2-001-TAMPER_ALARM | CCTV-B2-001 | DEV-CCTV-B2-001 | Tamper Alarm | sensor | tamper | boolean | FALSE | FALSE |  |  |  | 1095 | To check |  | 60 | Pending
PT-CCTV-B2-001-EVENT_COUNT | CCTV-B2-001 | DEV-CCTV-B2-001 | Event Count | sensor | count | count | FALSE | 0 |  |  |  | 1095 | To check |  | 60 | Pending
PT-CCTV-L01-001-ONLINE_STATUS | CCTV-L01-001 | DEV-CCTV-L01-001 | Online Status | sensor | status | boolean | FALSE | TRUE |  |  | ALARM-PT-CCTV-L01-001-ONLINE_STATUS | 1095 | To check |  | 60 | Pending
PT-CCTV-L01-001-TAMPER_ALARM | CCTV-L01-001 | DEV-CCTV-L01-001 | Tamper Alarm | sensor | tamper | boolean | FALSE | FALSE |  |  |  | 1095 | To check |  | 60 | Pending
PT-CCTV-L01-001-EVENT_COUNT | CCTV-L01-001 | DEV-CCTV-L01-001 | Event Count | sensor | count | count | FALSE | 0 |  |  |  | 1095 | To check |  | 60 | Pending
PT-CCTV-L02-001-ONLINE_STATUS | CCTV-L02-001 | DEV-CCTV-L02-001 | Online Status | sensor | status | boolean | FALSE | TRUE |  |  | ALARM-PT-CCTV-L02-001-ONLINE_STATUS | 1095 | To check |  | 60 | Pending
PT-CCTV-L02-001-TAMPER_ALARM | CCTV-L02-001 | DEV-CCTV-L02-001 | Tamper Alarm | sensor | tamper | boolean | FALSE | FALSE |  |  |  | 1095 | To check |  | 60 | Pending
PT-CCTV-L02-001-EVENT_COUNT | CCTV-L02-001 | DEV-CCTV-L02-001 | Event Count | sensor | count | count | FALSE | 0 |  |  |  | 1095 | To check |  | 60 | Pending
PT-ACS-L01-001-ONLINE_STATUS | ACS-L01-001 | DEV-ACS-L01-001 | Online Status | sensor | status | boolean | FALSE | TRUE |  |  | ALARM-PT-ACS-L01-001-ONLINE_STATUS | 1095 | To check |  | 60 | Pending
PT-ACS-L01-001-TAMPER_ALARM | ACS-L01-001 | DEV-ACS-L01-001 | Tamper Alarm | sensor | tamper | boolean | FALSE | FALSE |  |  |  | 1095 | To check |  | 60 | Pending
PT-ACS-L01-001-EVENT_COUNT | ACS-L01-001 | DEV-ACS-L01-001 | Event Count | sensor | count | count | FALSE | 0 |  |  |  | 1095 | To check |  | 60 | Pending
PT-LPR-B2-001-ONLINE_STATUS | LPR-B2-001 | DEV-LPR-B2-001 | Online Status | sensor | status | boolean | FALSE | TRUE |  |  | ALARM-PT-LPR-B2-001-ONLINE_STATUS | 1095 | To check |  | 60 | Pending
PT-LPR-B2-001-TAMPER_ALARM | LPR-B2-001 | DEV-LPR-B2-001 | Tamper Alarm | sensor | tamper | boolean | FALSE | FALSE |  |  |  | 1095 | To check |  | 60 | Pending
PT-LPR-B2-001-EVENT_COUNT | LPR-B2-001 | DEV-LPR-B2-001 | Event Count | sensor | count | count | FALSE | 0 |  |  |  | 1095 | To check |  | 60 | Pending
PT-PARK-GATE-B2-001-ONLINE_STATUS | PARK-GATE-B2-001 | DEV-PARK-GATE-B2-001 | Online Status | sensor | status | boolean | FALSE | TRUE |  |  | ALARM-PT-PARK-GATE-B2-001-ONLINE_STATUS | 1095 | To check |  | 60 | Pending
PT-PARK-GATE-B2-001-TAMPER_ALARM | PARK-GATE-B2-001 | DEV-PARK-GATE-B2-001 | Tamper Alarm | sensor | tamper | boolean | FALSE | FALSE |  |  |  | 1095 | To check |  | 60 | Pending
PT-PARK-GATE-B2-001-EVENT_COUNT | PARK-GATE-B2-001 | DEV-PARK-GATE-B2-001 | Event Count | sensor | count | count | FALSE | 0 |  |  |  | 1095 | To check |  | 60 | Pending
PT-IAQ-L01-001-TEMPERATURE | IAQ-L01-001 | DEV-IAQ-L01-001 | Temperature | sensor | temperature | degC | FALSE | 25.2 |  |  | ALARM-PT-IAQ-L01-001-TEMPERATURE | 1095 | To check |  | 60 | Pending
PT-IAQ-L01-001-HUMIDITY | IAQ-L01-001 | DEV-IAQ-L01-001 | Humidity | sensor | humidity | % | FALSE | 65 |  |  |  | 1095 | To check |  | 60 | Pending
PT-IAQ-L01-001-CO2 | IAQ-L01-001 | DEV-IAQ-L01-001 | CO2 | sensor | co2 | ppm | FALSE | 720 |  |  |  | 1095 | To check |  | 60 | Pending
PT-IAQ-L01-001-OCCUPANCY_COUNT | IAQ-L01-001 | DEV-IAQ-L01-001 | Occupancy Count | sensor | occupancy | person | FALSE | 18 |  |  |  | 1095 | To check |  | 60 | Pending
PT-OCC-L01-001-TEMPERATURE | OCC-L01-001 | DEV-OCC-L01-001 | Temperature | sensor | temperature | degC | FALSE | 25.2 |  |  | ALARM-PT-OCC-L01-001-TEMPERATURE | 1095 | To check |  | 60 | Pending
PT-OCC-L01-001-HUMIDITY | OCC-L01-001 | DEV-OCC-L01-001 | Humidity | sensor | humidity | % | FALSE | 65 |  |  |  | 1095 | To check |  | 60 | Pending
PT-OCC-L01-001-CO2 | OCC-L01-001 | DEV-OCC-L01-001 | CO2 | sensor | co2 | ppm | FALSE | 720 |  |  |  | 1095 | To check |  | 60 | Pending
PT-OCC-L01-001-OCCUPANCY_COUNT | OCC-L01-001 | DEV-OCC-L01-001 | Occupancy Count | sensor | occupancy | person | FALSE | 18 |  |  |  | 1095 | To check |  | 60 | Pending
PT-IAQ-L02-001-TEMPERATURE | IAQ-L02-001 | DEV-IAQ-L02-001 | Temperature | sensor | temperature | degC | FALSE | 25.2 |  |  | ALARM-PT-IAQ-L02-001-TEMPERATURE | 1095 | To check |  | 60 | Pending
PT-IAQ-L02-001-HUMIDITY | IAQ-L02-001 | DEV-IAQ-L02-001 | Humidity | sensor | humidity | % | FALSE | 65 |  |  |  | 1095 | To check |  | 60 | Pending
PT-IAQ-L02-001-CO2 | IAQ-L02-001 | DEV-IAQ-L02-001 | CO2 | sensor | co2 | ppm | FALSE | 720 |  |  |  | 1095 | To check |  | 60 | Pending
PT-IAQ-L02-001-OCCUPANCY_COUNT | IAQ-L02-001 | DEV-IAQ-L02-001 | Occupancy Count | sensor | occupancy | person | FALSE | 18 |  |  |  | 1095 | To check |  | 60 | Pending
PT-OCC-L02-001-TEMPERATURE | OCC-L02-001 | DEV-OCC-L02-001 | Temperature | sensor | temperature | degC | FALSE | 25.2 |  |  | ALARM-PT-OCC-L02-001-TEMPERATURE | 1095 | To check |  | 60 | Pending
PT-OCC-L02-001-HUMIDITY | OCC-L02-001 | DEV-OCC-L02-001 | Humidity | sensor | humidity | % | FALSE | 65 |  |  |  | 1095 | To check |  | 60 | Pending
PT-OCC-L02-001-CO2 | OCC-L02-001 | DEV-OCC-L02-001 | CO2 | sensor | co2 | ppm | FALSE | 720 |  |  |  | 1095 | To check |  | 60 | Pending
PT-OCC-L02-001-OCCUPANCY_COUNT | OCC-L02-001 | DEV-OCC-L02-001 | Occupancy Count | sensor | occupancy | person | FALSE | 18 |  |  |  | 1095 | To check |  | 60 | Pending
PT-IAQ-L05-001-TEMPERATURE | IAQ-L05-001 | DEV-IAQ-L05-001 | Temperature | sensor | temperature | degC | FALSE | 25.2 |  |  | ALARM-PT-IAQ-L05-001-TEMPERATURE | 1095 | To check |  | 60 | Pending
PT-IAQ-L05-001-HUMIDITY | IAQ-L05-001 | DEV-IAQ-L05-001 | Humidity | sensor | humidity | % | FALSE | 65 |  |  |  | 1095 | To check |  | 60 | Pending
PT-IAQ-L05-001-CO2 | IAQ-L05-001 | DEV-IAQ-L05-001 | CO2 | sensor | co2 | ppm | FALSE | 720 |  |  |  | 1095 | To check |  | 60 | Pending
PT-IAQ-L05-001-OCCUPANCY_COUNT | IAQ-L05-001 | DEV-IAQ-L05-001 | Occupancy Count | sensor | occupancy | person | FALSE | 18 |  |  |  | 1095 | To check |  | 60 | Pending
PT-OCC-L05-001-TEMPERATURE | OCC-L05-001 | DEV-OCC-L05-001 | Temperature | sensor | temperature | degC | FALSE | 25.2 |  |  | ALARM-PT-OCC-L05-001-TEMPERATURE | 1095 | To check |  | 60 | Pending
PT-OCC-L05-001-HUMIDITY | OCC-L05-001 | DEV-OCC-L05-001 | Humidity | sensor | humidity | % | FALSE | 65 |  |  |  | 1095 | To check |  | 60 | Pending
PT-OCC-L05-001-CO2 | OCC-L05-001 | DEV-OCC-L05-001 | CO2 | sensor | co2 | ppm | FALSE | 720 |  |  |  | 1095 | To check |  | 60 | Pending
PT-OCC-L05-001-OCCUPANCY_COUNT | OCC-L05-001 | DEV-OCC-L05-001 | Occupancy Count | sensor | occupancy | person | FALSE | 18 |  |  |  | 1095 | To check |  | 60 | Pending
PT-IAQ-L10-001-TEMPERATURE | IAQ-L10-001 | DEV-IAQ-L10-001 | Temperature | sensor | temperature | degC | FALSE | 25.2 |  |  | ALARM-PT-IAQ-L10-001-TEMPERATURE | 1095 | To check |  | 60 | Pending
PT-IAQ-L10-001-HUMIDITY | IAQ-L10-001 | DEV-IAQ-L10-001 | Humidity | sensor | humidity | % | FALSE | 65 |  |  |  | 1095 | To check |  | 60 | Pending
PT-IAQ-L10-001-CO2 | IAQ-L10-001 | DEV-IAQ-L10-001 | CO2 | sensor | co2 | ppm | FALSE | 720 |  |  |  | 1095 | To check |  | 60 | Pending
PT-IAQ-L10-001-OCCUPANCY_COUNT | IAQ-L10-001 | DEV-IAQ-L10-001 | Occupancy Count | sensor | occupancy | person | FALSE | 18 |  |  |  | 1095 | To check |  | 60 | Pending
PT-OCC-L10-001-TEMPERATURE | OCC-L10-001 | DEV-OCC-L10-001 | Temperature | sensor | temperature | degC | FALSE | 25.2 |  |  | ALARM-PT-OCC-L10-001-TEMPERATURE | 1095 | To check |  | 60 | Pending
PT-OCC-L10-001-HUMIDITY | OCC-L10-001 | DEV-OCC-L10-001 | Humidity | sensor | humidity | % | FALSE | 65 |  |  |  | 1095 | To check |  | 60 | Pending
PT-OCC-L10-001-CO2 | OCC-L10-001 | DEV-OCC-L10-001 | CO2 | sensor | co2 | ppm | FALSE | 720 |  |  |  | 1095 | To check |  | 60 | Pending
PT-OCC-L10-001-OCCUPANCY_COUNT | OCC-L10-001 | DEV-OCC-L10-001 | Occupancy Count | sensor | occupancy | person | FALSE | 18 |  |  |  | 1095 | To check |  | 60 | Pending
PT-IAQ-L20-001-TEMPERATURE | IAQ-L20-001 | DEV-IAQ-L20-001 | Temperature | sensor | temperature | degC | FALSE | 25.2 |  |  | ALARM-PT-IAQ-L20-001-TEMPERATURE | 1095 | To check |  | 60 | Pending
PT-IAQ-L20-001-HUMIDITY | IAQ-L20-001 | DEV-IAQ-L20-001 | Humidity | sensor | humidity | % | FALSE | 65 |  |  |  | 1095 | To check |  | 60 | Pending
PT-IAQ-L20-001-CO2 | IAQ-L20-001 | DEV-IAQ-L20-001 | CO2 | sensor | co2 | ppm | FALSE | 720 |  |  |  | 1095 | To check |  | 60 | Pending
PT-IAQ-L20-001-OCCUPANCY_COUNT | IAQ-L20-001 | DEV-IAQ-L20-001 | Occupancy Count | sensor | occupancy | person | FALSE | 18 |  |  |  | 1095 | To check |  | 60 | Pending
PT-OCC-L20-001-TEMPERATURE | OCC-L20-001 | DEV-OCC-L20-001 | Temperature | sensor | temperature | degC | FALSE | 25.2 |  |  | ALARM-PT-OCC-L20-001-TEMPERATURE | 1095 | To check |  | 60 | Pending
PT-OCC-L20-001-HUMIDITY | OCC-L20-001 | DEV-OCC-L20-001 | Humidity | sensor | humidity | % | FALSE | 65 |  |  |  | 1095 | To check |  | 60 | Pending
PT-OCC-L20-001-CO2 | OCC-L20-001 | DEV-OCC-L20-001 | CO2 | sensor | co2 | ppm | FALSE | 720 |  |  |  | 1095 | To check |  | 60 | Pending
PT-OCC-L20-001-OCCUPANCY_COUNT | OCC-L20-001 | DEV-OCC-L20-001 | Occupancy Count | sensor | occupancy | person | FALSE | 18 |  |  |  | 1095 | To check |  | 60 | Pending
PT-PWR-METER-MAIN-001-VOLTAGE | PWR-METER-MAIN-001 | DEV-PWR-METER-MAIN-001 | Voltage | sensor | voltage | V | FALSE | 380 |  |  |  | 1095 | To check |  | 60 | Pending
PT-PWR-METER-MAIN-001-CURRENT | PWR-METER-MAIN-001 | DEV-PWR-METER-MAIN-001 | Current | sensor | current | A | FALSE | 120 |  |  |  | 1095 | To check |  | 60 | Pending
PT-PWR-METER-MAIN-001-POWER | PWR-METER-MAIN-001 | DEV-PWR-METER-MAIN-001 | Power | sensor | power | kW | FALSE | 75 |  |  | ALARM-PT-PWR-METER-MAIN-001-POWER | 1095 | To check |  | 60 | Pending
PT-PWR-METER-MAIN-001-ENERGY | PWR-METER-MAIN-001 | DEV-PWR-METER-MAIN-001 | Energy | sensor | energy | kWh | FALSE | 123456 |  |  | ALARM-PT-PWR-METER-MAIN-001-ENERGY | 1095 | To check |  | 60 | Pending
PT-PWR-METER-MAIN-001-FAULT_STATUS | PWR-METER-MAIN-001 | DEV-PWR-METER-MAIN-001 | Fault Status | sensor | fault | boolean | FALSE | FALSE |  |  | ALARM-PT-PWR-METER-MAIN-001-FAULT_STATUS | 1095 | To check |  | 60 | Pending
PT-SOLAR-INV-001-VOLTAGE | SOLAR-INV-001 | DEV-SOLAR-INV-001 | Voltage | sensor | voltage | V | FALSE | 380 |  |  |  | 1095 | To check |  | 60 | Pending
PT-SOLAR-INV-001-CURRENT | SOLAR-INV-001 | DEV-SOLAR-INV-001 | Current | sensor | current | A | FALSE | 120 |  |  |  | 1095 | To check |  | 60 | Pending
PT-SOLAR-INV-001-POWER | SOLAR-INV-001 | DEV-SOLAR-INV-001 | Power | sensor | power | kW | FALSE | 75 |  |  | ALARM-PT-SOLAR-INV-001-POWER | 1095 | To check |  | 60 | Pending
PT-SOLAR-INV-001-ENERGY | SOLAR-INV-001 | DEV-SOLAR-INV-001 | Energy | sensor | energy | kWh | FALSE | 123456 |  |  | ALARM-PT-SOLAR-INV-001-ENERGY | 1095 | To check |  | 60 | Pending
PT-SOLAR-INV-001-FAULT_STATUS | SOLAR-INV-001 | DEV-SOLAR-INV-001 | Fault Status | sensor | fault | boolean | FALSE | FALSE |  |  | ALARM-PT-SOLAR-INV-001-FAULT_STATUS | 1095 | To check |  | 60 | Pending

## 12_Gateways
12 Gateways | Gateway/kết nối tích hợp BMS/IoT/VMS/CMMS.
gateway_id | system_name | vendor | protocol | host | port | broker | base_url | auth_method | data_direction | review_status | remarks
BMS-BACNET-IP-01 | Building Management System | BMS Vendor | BACnet/IP | 10.10.10.20 | 47808 |  |  | network_acl_vpn | read_write_for_allowed_command_points | Pending
BMS-MODBUS-TCP-01 | Electrical/Water Meter Gateway | BMS Vendor | Modbus TCP | 10.10.10.30 | 502 |  |  | network_acl_vpn | read_only | Pending
IOT-MQTT-01 | IoT Platform / DMP | DMP | MQTT |  |  | mqtts://dmp-broker.example.local:8883 |  | mutual_tls | telemetry_inbound | Pending
VMS-GATEWAY-01 | Video Management System | VMS Vendor | ONVIF/RTSP/REST |  |  |  | https://vms.example.local | oauth2_client_credentials | event_and_stream_metadata | Pending
CMMS-API-01 | Computerized Maintenance Management System | CMMS Vendor | REST API |  |  |  | https://cmms.example.local/api | oauth2_client_credentials | work_order_sync | Pending

## 13_BMS_Mapping
13 BMS Mapping | Bảng map asset-device-point-source address cho BMS/IoT.
asset_id | asset_name | device_id | gateway_id | protocol | point_id | point_name | kind | unit | writable | source_address | bms_object_or_register | integration_status | remarks
CHILLER-001 | Water Cooled Chiller 01 | DEV-CHILLER-001 | BMS-BACNET-IP-01 | BACnet/IP | PT-CHILLER-001-RUN_STATUS | Run Status | status | boolean | FALSE |  | 1001 | Pending
CHILLER-001 | Water Cooled Chiller 01 | DEV-CHILLER-001 | BMS-BACNET-IP-01 | BACnet/IP | PT-CHILLER-001-FAULT_STATUS | Fault Status | fault | boolean | FALSE |  | 1001 | Pending
CHILLER-001 | Water Cooled Chiller 01 | DEV-CHILLER-001 | BMS-BACNET-IP-01 | BACnet/IP | PT-CHILLER-001-POWER | Power | power | kW | FALSE |  | 1001 | Pending
CHILLER-001 | Water Cooled Chiller 01 | DEV-CHILLER-001 | BMS-BACNET-IP-01 | BACnet/IP | PT-CHILLER-001-SUPPLY_TEMPERATURE | Supply Temperature | temperature | degC | FALSE |  | 1001 | Pending
CHILLER-001 | Water Cooled Chiller 01 | DEV-CHILLER-001 | BMS-BACNET-IP-01 | BACnet/IP | PT-CHILLER-001-SETPOINT | Setpoint | setpoint | degC | TRUE |  | 1001 | Pending
CHILLER-002 | Water Cooled Chiller 02 | DEV-CHILLER-002 | BMS-BACNET-IP-01 | BACnet/IP | PT-CHILLER-002-RUN_STATUS | Run Status | status | boolean | FALSE |  | 1002 | Pending
CHILLER-002 | Water Cooled Chiller 02 | DEV-CHILLER-002 | BMS-BACNET-IP-01 | BACnet/IP | PT-CHILLER-002-FAULT_STATUS | Fault Status | fault | boolean | FALSE |  | 1002 | Pending
CHILLER-002 | Water Cooled Chiller 02 | DEV-CHILLER-002 | BMS-BACNET-IP-01 | BACnet/IP | PT-CHILLER-002-POWER | Power | power | kW | FALSE |  | 1002 | Pending
CHILLER-002 | Water Cooled Chiller 02 | DEV-CHILLER-002 | BMS-BACNET-IP-01 | BACnet/IP | PT-CHILLER-002-SUPPLY_TEMPERATURE | Supply Temperature | temperature | degC | FALSE |  | 1002 | Pending
CHILLER-002 | Water Cooled Chiller 02 | DEV-CHILLER-002 | BMS-BACNET-IP-01 | BACnet/IP | PT-CHILLER-002-SETPOINT | Setpoint | setpoint | degC | TRUE |  | 1002 | Pending
CHWP-001 | Chilled Water Pump 01 | DEV-CHWP-001 | BMS-BACNET-IP-01 | BACnet/IP | PT-CHWP-001-RUN_STATUS | Run Status | status | boolean | FALSE |  | 1003 | Pending
CHWP-001 | Chilled Water Pump 01 | DEV-CHWP-001 | BMS-BACNET-IP-01 | BACnet/IP | PT-CHWP-001-FAULT_STATUS | Fault Status | fault | boolean | FALSE |  | 1003 | Pending
CHWP-001 | Chilled Water Pump 01 | DEV-CHWP-001 | BMS-BACNET-IP-01 | BACnet/IP | PT-CHWP-001-POWER | Power | power | kW | FALSE |  | 1003 | Pending
CHWP-001 | Chilled Water Pump 01 | DEV-CHWP-001 | BMS-BACNET-IP-01 | BACnet/IP | PT-CHWP-001-SUPPLY_TEMPERATURE | Supply Temperature | temperature | degC | FALSE |  | 1003 | Pending
CHWP-001 | Chilled Water Pump 01 | DEV-CHWP-001 | BMS-BACNET-IP-01 | BACnet/IP | PT-CHWP-001-SETPOINT | Setpoint | setpoint | degC | TRUE |  | 1003 | Pending
CHWP-002 | Chilled Water Pump 02 | DEV-CHWP-002 | BMS-BACNET-IP-01 | BACnet/IP | PT-CHWP-002-RUN_STATUS | Run Status | status | boolean | FALSE |  | 1004 | Pending
CHWP-002 | Chilled Water Pump 02 | DEV-CHWP-002 | BMS-BACNET-IP-01 | BACnet/IP | PT-CHWP-002-FAULT_STATUS | Fault Status | fault | boolean | FALSE |  | 1004 | Pending
CHWP-002 | Chilled Water Pump 02 | DEV-CHWP-002 | BMS-BACNET-IP-01 | BACnet/IP | PT-CHWP-002-POWER | Power | power | kW | FALSE |  | 1004 | Pending
CHWP-002 | Chilled Water Pump 02 | DEV-CHWP-002 | BMS-BACNET-IP-01 | BACnet/IP | PT-CHWP-002-SUPPLY_TEMPERATURE | Supply Temperature | temperature | degC | FALSE |  | 1004 | Pending
CHWP-002 | Chilled Water Pump 02 | DEV-CHWP-002 | BMS-BACNET-IP-01 | BACnet/IP | PT-CHWP-002-SETPOINT | Setpoint | setpoint | degC | TRUE |  | 1004 | Pending
CWP-001 | Condenser Water Pump 01 | DEV-CWP-001 | BMS-BACNET-IP-01 | BACnet/IP | PT-CWP-001-RUN_STATUS | Run Status | status | boolean | FALSE |  | 1005 | Pending
CWP-001 | Condenser Water Pump 01 | DEV-CWP-001 | BMS-BACNET-IP-01 | BACnet/IP | PT-CWP-001-FAULT_STATUS | Fault Status | fault | boolean | FALSE |  | 1005 | Pending
CWP-001 | Condenser Water Pump 01 | DEV-CWP-001 | BMS-BACNET-IP-01 | BACnet/IP | PT-CWP-001-POWER | Power | power | kW | FALSE |  | 1005 | Pending
CWP-001 | Condenser Water Pump 01 | DEV-CWP-001 | BMS-BACNET-IP-01 | BACnet/IP | PT-CWP-001-SUPPLY_TEMPERATURE | Supply Temperature | temperature | degC | FALSE |  | 1005 | Pending
CWP-001 | Condenser Water Pump 01 | DEV-CWP-001 | BMS-BACNET-IP-01 | BACnet/IP | PT-CWP-001-SETPOINT | Setpoint | setpoint | degC | TRUE |  | 1005 | Pending
CT-001 | Cooling Tower 01 | DEV-CT-001 | BMS-BACNET-IP-01 | BACnet/IP | PT-CT-001-RUN_STATUS | Run Status | status | boolean | FALSE |  | 1006 | Pending
CT-001 | Cooling Tower 01 | DEV-CT-001 | BMS-BACNET-IP-01 | BACnet/IP | PT-CT-001-FAULT_STATUS | Fault Status | fault | boolean | FALSE |  | 1006 | Pending
CT-001 | Cooling Tower 01 | DEV-CT-001 | BMS-BACNET-IP-01 | BACnet/IP | PT-CT-001-POWER | Power | power | kW | FALSE |  | 1006 | Pending
CT-001 | Cooling Tower 01 | DEV-CT-001 | BMS-BACNET-IP-01 | BACnet/IP | PT-CT-001-SUPPLY_TEMPERATURE | Supply Temperature | temperature | degC | FALSE |  | 1006 | Pending
CT-001 | Cooling Tower 01 | DEV-CT-001 | BMS-BACNET-IP-01 | BACnet/IP | PT-CT-001-SETPOINT | Setpoint | setpoint | degC | TRUE |  | 1006 | Pending
AHU-L04-001 | Air Handling Unit L04-01 | DEV-AHU-L04-001 | BMS-BACNET-IP-01 | BACnet/IP | PT-AHU-L04-001-RUN_STATUS | Run Status | status | boolean | FALSE |  | 1007 | Pending
AHU-L04-001 | Air Handling Unit L04-01 | DEV-AHU-L04-001 | BMS-BACNET-IP-01 | BACnet/IP | PT-AHU-L04-001-FAULT_STATUS | Fault Status | fault | boolean | FALSE |  | 1007 | Pending
AHU-L04-001 | Air Handling Unit L04-01 | DEV-AHU-L04-001 | BMS-BACNET-IP-01 | BACnet/IP | PT-AHU-L04-001-POWER | Power | power | kW | FALSE |  | 1007 | Pending
AHU-L04-001 | Air Handling Unit L04-01 | DEV-AHU-L04-001 | BMS-BACNET-IP-01 | BACnet/IP | PT-AHU-L04-001-SUPPLY_TEMPERATURE | Supply Temperature | temperature | degC | FALSE |  | 1007 | Pending
AHU-L04-001 | Air Handling Unit L04-01 | DEV-AHU-L04-001 | BMS-BACNET-IP-01 | BACnet/IP | PT-AHU-L04-001-SETPOINT | Setpoint | setpoint | degC | TRUE |  | 1007 | Pending
FCU-L02-001 | Fan Coil Unit L02-001 | DEV-FCU-L02-001 | BMS-BACNET-IP-01 | BACnet/IP | PT-FCU-L02-001-RUN_STATUS | Run Status | status | boolean | FALSE |  | 1008 | Pending
FCU-L02-001 | Fan Coil Unit L02-001 | DEV-FCU-L02-001 | BMS-BACNET-IP-01 | BACnet/IP | PT-FCU-L02-001-FAULT_STATUS | Fault Status | fault | boolean | FALSE |  | 1008 | Pending
FCU-L02-001 | Fan Coil Unit L02-001 | DEV-FCU-L02-001 | BMS-BACNET-IP-01 | BACnet/IP | PT-FCU-L02-001-POWER | Power | power | kW | FALSE |  | 1008 | Pending
FCU-L02-001 | Fan Coil Unit L02-001 | DEV-FCU-L02-001 | BMS-BACNET-IP-01 | BACnet/IP | PT-FCU-L02-001-SUPPLY_TEMPERATURE | Supply Temperature | temperature | degC | FALSE |  | 1008 | Pending
FCU-L02-001 | Fan Coil Unit L02-001 | DEV-FCU-L02-001 | BMS-BACNET-IP-01 | BACnet/IP | PT-FCU-L02-001-SETPOINT | Setpoint | setpoint | degC | TRUE |  | 1008 | Pending
FCU-L05-001 | Fan Coil Unit L05-001 | DEV-FCU-L05-001 | BMS-BACNET-IP-01 | BACnet/IP | PT-FCU-L05-001-RUN_STATUS | Run Status | status | boolean | FALSE |  | 10010 | Pending
FCU-L05-001 | Fan Coil Unit L05-001 | DEV-FCU-L05-001 | BMS-BACNET-IP-01 | BACnet/IP | PT-FCU-L05-001-FAULT_STATUS | Fault Status | fault | boolean | FALSE |  | 10010 | Pending
FCU-L05-001 | Fan Coil Unit L05-001 | DEV-FCU-L05-001 | BMS-BACNET-IP-01 | BACnet/IP | PT-FCU-L05-001-POWER | Power | power | kW | FALSE |  | 10010 | Pending
FCU-L05-001 | Fan Coil Unit L05-001 | DEV-FCU-L05-001 | BMS-BACNET-IP-01 | BACnet/IP | PT-FCU-L05-001-SUPPLY_TEMPERATURE | Supply Temperature | temperature | degC | FALSE |  | 10010 | Pending
FCU-L05-001 | Fan Coil Unit L05-001 | DEV-FCU-L05-001 | BMS-BACNET-IP-01 | BACnet/IP | PT-FCU-L05-001-SETPOINT | Setpoint | setpoint | degC | TRUE |  | 10010 | Pending
FCU-L10-001 | Fan Coil Unit L10-001 | DEV-FCU-L10-001 | BMS-BACNET-IP-01 | BACnet/IP | PT-FCU-L10-001-RUN_STATUS | Run Status | status | boolean | FALSE |  | 10012 | Pending
FCU-L10-001 | Fan Coil Unit L10-001 | DEV-FCU-L10-001 | BMS-BACNET-IP-01 | BACnet/IP | PT-FCU-L10-001-FAULT_STATUS | Fault Status | fault | boolean | FALSE |  | 10012 | Pending
FCU-L10-001 | Fan Coil Unit L10-001 | DEV-FCU-L10-001 | BMS-BACNET-IP-01 | BACnet/IP | PT-FCU-L10-001-POWER | Power | power | kW | FALSE |  | 10012 | Pending
FCU-L10-001 | Fan Coil Unit L10-001 | DEV-FCU-L10-001 | BMS-BACNET-IP-01 | BACnet/IP | PT-FCU-L10-001-SUPPLY_TEMPERATURE | Supply Temperature | temperature | degC | FALSE |  | 10012 | Pending
FCU-L10-001 | Fan Coil Unit L10-001 | DEV-FCU-L10-001 | BMS-BACNET-IP-01 | BACnet/IP | PT-FCU-L10-001-SETPOINT | Setpoint | setpoint | degC | TRUE |  | 10012 | Pending
FCU-L20-001 | Fan Coil Unit L20-001 | DEV-FCU-L20-001 | BMS-BACNET-IP-01 | BACnet/IP | PT-FCU-L20-001-RUN_STATUS | Run Status | status | boolean | FALSE |  | 10014 | Pending
FCU-L20-001 | Fan Coil Unit L20-001 | DEV-FCU-L20-001 | BMS-BACNET-IP-01 | BACnet/IP | PT-FCU-L20-001-FAULT_STATUS | Fault Status | fault | boolean | FALSE |  | 10014 | Pending
FCU-L20-001 | Fan Coil Unit L20-001 | DEV-FCU-L20-001 | BMS-BACNET-IP-01 | BACnet/IP | PT-FCU-L20-001-POWER | Power | power | kW | FALSE |  | 10014 | Pending
FCU-L20-001 | Fan Coil Unit L20-001 | DEV-FCU-L20-001 | BMS-BACNET-IP-01 | BACnet/IP | PT-FCU-L20-001-SUPPLY_TEMPERATURE | Supply Temperature | temperature | degC | FALSE |  | 10014 | Pending
FCU-L20-001 | Fan Coil Unit L20-001 | DEV-FCU-L20-001 | BMS-BACNET-IP-01 | BACnet/IP | PT-FCU-L20-001-SETPOINT | Setpoint | setpoint | degC | TRUE |  | 10014 | Pending
TR-001 | Transformer 01 | DEV-TR-001 | BMS-MODBUS-TCP-01 | Modbus TCP | PT-TR-001-VOLTAGE | Voltage | voltage | V | FALSE |  | 16 | Pending
TR-001 | Transformer 01 | DEV-TR-001 | BMS-MODBUS-TCP-01 | Modbus TCP | PT-TR-001-CURRENT | Current | current | A | FALSE |  | 16 | Pending
TR-001 | Transformer 01 | DEV-TR-001 | BMS-MODBUS-TCP-01 | Modbus TCP | PT-TR-001-POWER | Power | power | kW | FALSE |  | 16 | Pending
TR-001 | Transformer 01 | DEV-TR-001 | BMS-MODBUS-TCP-01 | Modbus TCP | PT-TR-001-ENERGY | Energy | energy | kWh | FALSE |  | 16 | Pending
TR-001 | Transformer 01 | DEV-TR-001 | BMS-MODBUS-TCP-01 | Modbus TCP | PT-TR-001-FAULT_STATUS | Fault Status | fault | boolean | FALSE |  | 16 | Pending
MDB-001 | Main Distribution Board 01 | DEV-MDB-001 | BMS-MODBUS-TCP-01 | Modbus TCP | PT-MDB-001-VOLTAGE | Voltage | voltage | V | FALSE |  | 17 | Pending
MDB-001 | Main Distribution Board 01 | DEV-MDB-001 | BMS-MODBUS-TCP-01 | Modbus TCP | PT-MDB-001-CURRENT | Current | current | A | FALSE |  | 17 | Pending
MDB-001 | Main Distribution Board 01 | DEV-MDB-001 | BMS-MODBUS-TCP-01 | Modbus TCP | PT-MDB-001-POWER | Power | power | kW | FALSE |  | 17 | Pending
MDB-001 | Main Distribution Board 01 | DEV-MDB-001 | BMS-MODBUS-TCP-01 | Modbus TCP | PT-MDB-001-ENERGY | Energy | energy | kWh | FALSE |  | 17 | Pending
MDB-001 | Main Distribution Board 01 | DEV-MDB-001 | BMS-MODBUS-TCP-01 | Modbus TCP | PT-MDB-001-FAULT_STATUS | Fault Status | fault | boolean | FALSE |  | 17 | Pending
ATS-001 | Automatic Transfer Switch 01 | DEV-ATS-001 | BMS-MODBUS-TCP-01 | Modbus TCP | PT-ATS-001-VOLTAGE | Voltage | voltage | V | FALSE |  | 18 | Pending
ATS-001 | Automatic Transfer Switch 01 | DEV-ATS-001 | BMS-MODBUS-TCP-01 | Modbus TCP | PT-ATS-001-CURRENT | Current | current | A | FALSE |  | 18 | Pending
ATS-001 | Automatic Transfer Switch 01 | DEV-ATS-001 | BMS-MODBUS-TCP-01 | Modbus TCP | PT-ATS-001-POWER | Power | power | kW | FALSE |  | 18 | Pending
ATS-001 | Automatic Transfer Switch 01 | DEV-ATS-001 | BMS-MODBUS-TCP-01 | Modbus TCP | PT-ATS-001-ENERGY | Energy | energy | kWh | FALSE |  | 18 | Pending
ATS-001 | Automatic Transfer Switch 01 | DEV-ATS-001 | BMS-MODBUS-TCP-01 | Modbus TCP | PT-ATS-001-FAULT_STATUS | Fault Status | fault | boolean | FALSE |  | 18 | Pending
GEN-001 | Diesel Generator 01 | DEV-GEN-001 | BMS-MODBUS-TCP-01 | Modbus TCP | PT-GEN-001-VOLTAGE | Voltage | voltage | V | FALSE |  | 19 | Pending
GEN-001 | Diesel Generator 01 | DEV-GEN-001 | BMS-MODBUS-TCP-01 | Modbus TCP | PT-GEN-001-CURRENT | Current | current | A | FALSE |  | 19 | Pending
GEN-001 | Diesel Generator 01 | DEV-GEN-001 | BMS-MODBUS-TCP-01 | Modbus TCP | PT-GEN-001-POWER | Power | power | kW | FALSE |  | 19 | Pending
GEN-001 | Diesel Generator 01 | DEV-GEN-001 | BMS-MODBUS-TCP-01 | Modbus TCP | PT-GEN-001-ENERGY | Energy | energy | kWh | FALSE |  | 19 | Pending
GEN-001 | Diesel Generator 01 | DEV-GEN-001 | BMS-MODBUS-TCP-01 | Modbus TCP | PT-GEN-001-FAULT_STATUS | Fault Status | fault | boolean | FALSE |  | 19 | Pending
UPS-001 | UPS System 01 | DEV-UPS-001 | BMS-MODBUS-TCP-01 | Modbus TCP | PT-UPS-001-VOLTAGE | Voltage | voltage | V | FALSE |  | 20 | Pending
UPS-001 | UPS System 01 | DEV-UPS-001 | BMS-MODBUS-TCP-01 | Modbus TCP | PT-UPS-001-CURRENT | Current | current | A | FALSE |  | 20 | Pending
UPS-001 | UPS System 01 | DEV-UPS-001 | BMS-MODBUS-TCP-01 | Modbus TCP | PT-UPS-001-POWER | Power | power | kW | FALSE |  | 20 | Pending
UPS-001 | UPS System 01 | DEV-UPS-001 | BMS-MODBUS-TCP-01 | Modbus TCP | PT-UPS-001-ENERGY | Energy | energy | kWh | FALSE |  | 20 | Pending
UPS-001 | UPS System 01 | DEV-UPS-001 | BMS-MODBUS-TCP-01 | Modbus TCP | PT-UPS-001-FAULT_STATUS | Fault Status | fault | boolean | FALSE |  | 20 | Pending
LP-L01-001 | Lighting Panel L01-001 | DEV-LP-L01-001 | BMS-MODBUS-TCP-01 | Modbus TCP | PT-LP-L01-001-VOLTAGE | Voltage | voltage | V | FALSE |  | 21 | Pending
LP-L01-001 | Lighting Panel L01-001 | DEV-LP-L01-001 | BMS-MODBUS-TCP-01 | Modbus TCP | PT-LP-L01-001-CURRENT | Current | current | A | FALSE |  | 21 | Pending
LP-L01-001 | Lighting Panel L01-001 | DEV-LP-L01-001 | BMS-MODBUS-TCP-01 | Modbus TCP | PT-LP-L01-001-POWER | Power | power | kW | FALSE |  | 21 | Pending
LP-L01-001 | Lighting Panel L01-001 | DEV-LP-L01-001 | BMS-MODBUS-TCP-01 | Modbus TCP | PT-LP-L01-001-ENERGY | Energy | energy | kWh | FALSE |  | 21 | Pending
LP-L01-001 | Lighting Panel L01-001 | DEV-LP-L01-001 | BMS-MODBUS-TCP-01 | Modbus TCP | PT-LP-L01-001-FAULT_STATUS | Fault Status | fault | boolean | FALSE |  | 21 | Pending
LP-L02-001 | Lighting Panel L02-001 | DEV-LP-L02-001 | BMS-MODBUS-TCP-01 | Modbus TCP | PT-LP-L02-001-VOLTAGE | Voltage | voltage | V | FALSE |  | 22 | Pending
LP-L02-001 | Lighting Panel L02-001 | DEV-LP-L02-001 | BMS-MODBUS-TCP-01 | Modbus TCP | PT-LP-L02-001-CURRENT | Current | current | A | FALSE |  | 22 | Pending
LP-L02-001 | Lighting Panel L02-001 | DEV-LP-L02-001 | BMS-MODBUS-TCP-01 | Modbus TCP | PT-LP-L02-001-POWER | Power | power | kW | FALSE |  | 22 | Pending
LP-L02-001 | Lighting Panel L02-001 | DEV-LP-L02-001 | BMS-MODBUS-TCP-01 | Modbus TCP | PT-LP-L02-001-ENERGY | Energy | energy | kWh | FALSE |  | 22 | Pending
LP-L02-001 | Lighting Panel L02-001 | DEV-LP-L02-001 | BMS-MODBUS-TCP-01 | Modbus TCP | PT-LP-L02-001-FAULT_STATUS | Fault Status | fault | boolean | FALSE |  | 22 | Pending
LP-L05-001 | Lighting Panel L05-001 | DEV-LP-L05-001 | BMS-MODBUS-TCP-01 | Modbus TCP | PT-LP-L05-001-VOLTAGE | Voltage | voltage | V | FALSE |  | 23 | Pending
LP-L05-001 | Lighting Panel L05-001 | DEV-LP-L05-001 | BMS-MODBUS-TCP-01 | Modbus TCP | PT-LP-L05-001-CURRENT | Current | current | A | FALSE |  | 23 | Pending
LP-L05-001 | Lighting Panel L05-001 | DEV-LP-L05-001 | BMS-MODBUS-TCP-01 | Modbus TCP | PT-LP-L05-001-POWER | Power | power | kW | FALSE |  | 23 | Pending
LP-L05-001 | Lighting Panel L05-001 | DEV-LP-L05-001 | BMS-MODBUS-TCP-01 | Modbus TCP | PT-LP-L05-001-ENERGY | Energy | energy | kWh | FALSE |  | 23 | Pending
LP-L05-001 | Lighting Panel L05-001 | DEV-LP-L05-001 | BMS-MODBUS-TCP-01 | Modbus TCP | PT-LP-L05-001-FAULT_STATUS | Fault Status | fault | boolean | FALSE |  | 23 | Pending
LP-L10-001 | Lighting Panel L10-001 | DEV-LP-L10-001 | BMS-MODBUS-TCP-01 | Modbus TCP | PT-LP-L10-001-VOLTAGE | Voltage | voltage | V | FALSE |  | 24 | Pending
LP-L10-001 | Lighting Panel L10-001 | DEV-LP-L10-001 | BMS-MODBUS-TCP-01 | Modbus TCP | PT-LP-L10-001-CURRENT | Current | current | A | FALSE |  | 24 | Pending
LP-L10-001 | Lighting Panel L10-001 | DEV-LP-L10-001 | BMS-MODBUS-TCP-01 | Modbus TCP | PT-LP-L10-001-POWER | Power | power | kW | FALSE |  | 24 | Pending
LP-L10-001 | Lighting Panel L10-001 | DEV-LP-L10-001 | BMS-MODBUS-TCP-01 | Modbus TCP | PT-LP-L10-001-ENERGY | Energy | energy | kWh | FALSE |  | 24 | Pending
LP-L10-001 | Lighting Panel L10-001 | DEV-LP-L10-001 | BMS-MODBUS-TCP-01 | Modbus TCP | PT-LP-L10-001-FAULT_STATUS | Fault Status | fault | boolean | FALSE |  | 24 | Pending
LP-L20-001 | Lighting Panel L20-001 | DEV-LP-L20-001 | BMS-MODBUS-TCP-01 | Modbus TCP | PT-LP-L20-001-VOLTAGE | Voltage | voltage | V | FALSE |  | 25 | Pending
LP-L20-001 | Lighting Panel L20-001 | DEV-LP-L20-001 | BMS-MODBUS-TCP-01 | Modbus TCP | PT-LP-L20-001-CURRENT | Current | current | A | FALSE |  | 25 | Pending
LP-L20-001 | Lighting Panel L20-001 | DEV-LP-L20-001 | BMS-MODBUS-TCP-01 | Modbus TCP | PT-LP-L20-001-POWER | Power | power | kW | FALSE |  | 25 | Pending
LP-L20-001 | Lighting Panel L20-001 | DEV-LP-L20-001 | BMS-MODBUS-TCP-01 | Modbus TCP | PT-LP-L20-001-ENERGY | Energy | energy | kWh | FALSE |  | 25 | Pending
LP-L20-001 | Lighting Panel L20-001 | DEV-LP-L20-001 | BMS-MODBUS-TCP-01 | Modbus TCP | PT-LP-L20-001-FAULT_STATUS | Fault Status | fault | boolean | FALSE |  | 25 | Pending
FIRE-PUMP-001 | Main Fire Pump 01 | DEV-FIRE-PUMP-001 | FAS-GATEWAY-01 | BACnet/IP | PT-FIRE-PUMP-001-RUN_STATUS | Run Status | status | boolean | FALSE |  | 10026 | Pending
FIRE-PUMP-001 | Main Fire Pump 01 | DEV-FIRE-PUMP-001 | FAS-GATEWAY-01 | BACnet/IP | PT-FIRE-PUMP-001-FAULT_STATUS | Fault Status | fault | boolean | FALSE |  | 10026 | Pending
FIRE-PUMP-001 | Main Fire Pump 01 | DEV-FIRE-PUMP-001 | FAS-GATEWAY-01 | BACnet/IP | PT-FIRE-PUMP-001-POWER | Power | power | kW | FALSE |  | 10026 | Pending
FIRE-PUMP-001 | Main Fire Pump 01 | DEV-FIRE-PUMP-001 | FAS-GATEWAY-01 | BACnet/IP | PT-FIRE-PUMP-001-SUPPLY_TEMPERATURE | Supply Temperature | temperature | degC | FALSE |  | 10026 | Pending
FIRE-PUMP-001 | Main Fire Pump 01 | DEV-FIRE-PUMP-001 | FAS-GATEWAY-01 | BACnet/IP | PT-FIRE-PUMP-001-SETPOINT | Setpoint | setpoint | degC | TRUE |  | 10026 | Pending
JOCKEY-PUMP-001 | Jockey Pump 01 | DEV-JOCKEY-PUMP-001 | FAS-GATEWAY-01 | BACnet/IP | PT-JOCKEY-PUMP-001-RUN_STATUS | Run Status | status | boolean | FALSE |  | 10027 | Pending
JOCKEY-PUMP-001 | Jockey Pump 01 | DEV-JOCKEY-PUMP-001 | FAS-GATEWAY-01 | BACnet/IP | PT-JOCKEY-PUMP-001-FAULT_STATUS | Fault Status | fault | boolean | FALSE |  | 10027 | Pending
JOCKEY-PUMP-001 | Jockey Pump 01 | DEV-JOCKEY-PUMP-001 | FAS-GATEWAY-01 | BACnet/IP | PT-JOCKEY-PUMP-001-POWER | Power | power | kW | FALSE |  | 10027 | Pending
JOCKEY-PUMP-001 | Jockey Pump 01 | DEV-JOCKEY-PUMP-001 | FAS-GATEWAY-01 | BACnet/IP | PT-JOCKEY-PUMP-001-SUPPLY_TEMPERATURE | Supply Temperature | temperature | degC | FALSE |  | 10027 | Pending
JOCKEY-PUMP-001 | Jockey Pump 01 | DEV-JOCKEY-PUMP-001 | FAS-GATEWAY-01 | BACnet/IP | PT-JOCKEY-PUMP-001-SETPOINT | Setpoint | setpoint | degC | TRUE |  | 10027 | Pending
FACP-001 | Fire Alarm Control Panel | DEV-FACP-001 | FAS-GATEWAY-01 | BACnet/IP | PT-FACP-001-ALARM_STATUS | Alarm Status | fire_alarm | boolean | FALSE |  | 10028 | Pending
FACP-001 | Fire Alarm Control Panel | DEV-FACP-001 | FAS-GATEWAY-01 | BACnet/IP | PT-FACP-001-FAULT_STATUS | Fault Status | fault | boolean | FALSE |  | 10028 | Pending
FACP-001 | Fire Alarm Control Panel | DEV-FACP-001 | FAS-GATEWAY-01 | BACnet/IP | PT-FACP-001-PRESSURE | Pressure | pressure | bar | FALSE |  | 10028 | Pending
SMOKE-B2-001 | Smoke Detector B2-001 | DEV-SMOKE-B2-001 | FAS-GATEWAY-01 | BACnet/IP | PT-SMOKE-B2-001-ALARM_STATUS | Alarm Status | fire_alarm | boolean | FALSE |  | 10029 | Pending
SMOKE-B2-001 | Smoke Detector B2-001 | DEV-SMOKE-B2-001 | FAS-GATEWAY-01 | BACnet/IP | PT-SMOKE-B2-001-FAULT_STATUS | Fault Status | fault | boolean | FALSE |  | 10029 | Pending
SMOKE-B2-001 | Smoke Detector B2-001 | DEV-SMOKE-B2-001 | FAS-GATEWAY-01 | BACnet/IP | PT-SMOKE-B2-001-PRESSURE | Pressure | pressure | bar | FALSE |  | 10029 | Pending
SPRINKLER-B2-001 | Sprinkler Zone Valve B2-001 | DEV-SPRINKLER-B2-001 | FAS-GATEWAY-01 | BACnet/IP | PT-SPRINKLER-B2-001-ALARM_STATUS | Alarm Status | fire_alarm | boolean | FALSE |  | 10030 | Pending
SPRINKLER-B2-001 | Sprinkler Zone Valve B2-001 | DEV-SPRINKLER-B2-001 | FAS-GATEWAY-01 | BACnet/IP | PT-SPRINKLER-B2-001-FAULT_STATUS | Fault Status | fault | boolean | FALSE |  | 10030 | Pending
SPRINKLER-B2-001 | Sprinkler Zone Valve B2-001 | DEV-SPRINKLER-B2-001 | FAS-GATEWAY-01 | BACnet/IP | PT-SPRINKLER-B2-001-PRESSURE | Pressure | pressure | bar | FALSE |  | 10030 | Pending
SMOKE-L01-001 | Smoke Detector L01-001 | DEV-SMOKE-L01-001 | FAS-GATEWAY-01 | BACnet/IP | PT-SMOKE-L01-001-ALARM_STATUS | Alarm Status | fire_alarm | boolean | FALSE |  | 10031 | Pending
SMOKE-L01-001 | Smoke Detector L01-001 | DEV-SMOKE-L01-001 | FAS-GATEWAY-01 | BACnet/IP | PT-SMOKE-L01-001-FAULT_STATUS | Fault Status | fault | boolean | FALSE |  | 10031 | Pending
SMOKE-L01-001 | Smoke Detector L01-001 | DEV-SMOKE-L01-001 | FAS-GATEWAY-01 | BACnet/IP | PT-SMOKE-L01-001-PRESSURE | Pressure | pressure | bar | FALSE |  | 10031 | Pending
SPRINKLER-L01-001 | Sprinkler Zone Valve L01-001 | DEV-SPRINKLER-L01-001 | FAS-GATEWAY-01 | BACnet/IP | PT-SPRINKLER-L01-001-ALARM_STATUS | Alarm Status | fire_alarm | boolean | FALSE |  | 10032 | Pending
SPRINKLER-L01-001 | Sprinkler Zone Valve L01-001 | DEV-SPRINKLER-L01-001 | FAS-GATEWAY-01 | BACnet/IP | PT-SPRINKLER-L01-001-FAULT_STATUS | Fault Status | fault | boolean | FALSE |  | 10032 | Pending
SPRINKLER-L01-001 | Sprinkler Zone Valve L01-001 | DEV-SPRINKLER-L01-001 | FAS-GATEWAY-01 | BACnet/IP | PT-SPRINKLER-L01-001-PRESSURE | Pressure | pressure | bar | FALSE |  | 10032 | Pending
SMOKE-L02-001 | Smoke Detector L02-001 | DEV-SMOKE-L02-001 | FAS-GATEWAY-01 | BACnet/IP | PT-SMOKE-L02-001-ALARM_STATUS | Alarm Status | fire_alarm | boolean | FALSE |  | 10033 | Pending
SMOKE-L02-001 | Smoke Detector L02-001 | DEV-SMOKE-L02-001 | FAS-GATEWAY-01 | BACnet/IP | PT-SMOKE-L02-001-FAULT_STATUS | Fault Status | fault | boolean | FALSE |  | 10033 | Pending
SMOKE-L02-001 | Smoke Detector L02-001 | DEV-SMOKE-L02-001 | FAS-GATEWAY-01 | BACnet/IP | PT-SMOKE-L02-001-PRESSURE | Pressure | pressure | bar | FALSE |  | 10033 | Pending
SPRINKLER-L02-001 | Sprinkler Zone Valve L02-001 | DEV-SPRINKLER-L02-001 | FAS-GATEWAY-01 | BACnet/IP | PT-SPRINKLER-L02-001-ALARM_STATUS | Alarm Status | fire_alarm | boolean | FALSE |  | 10034 | Pending
SPRINKLER-L02-001 | Sprinkler Zone Valve L02-001 | DEV-SPRINKLER-L02-001 | FAS-GATEWAY-01 | BACnet/IP | PT-SPRINKLER-L02-001-FAULT_STATUS | Fault Status | fault | boolean | FALSE |  | 10034 | Pending
SPRINKLER-L02-001 | Sprinkler Zone Valve L02-001 | DEV-SPRINKLER-L02-001 | FAS-GATEWAY-01 | BACnet/IP | PT-SPRINKLER-L02-001-PRESSURE | Pressure | pressure | bar | FALSE |  | 10034 | Pending
SMOKE-L05-001 | Smoke Detector L05-001 | DEV-SMOKE-L05-001 | FAS-GATEWAY-01 | BACnet/IP | PT-SMOKE-L05-001-ALARM_STATUS | Alarm Status | fire_alarm | boolean | FALSE |  | 10035 | Pending
SMOKE-L05-001 | Smoke Detector L05-001 | DEV-SMOKE-L05-001 | FAS-GATEWAY-01 | BACnet/IP | PT-SMOKE-L05-001-FAULT_STATUS | Fault Status | fault | boolean | FALSE |  | 10035 | Pending
SMOKE-L05-001 | Smoke Detector L05-001 | DEV-SMOKE-L05-001 | FAS-GATEWAY-01 | BACnet/IP | PT-SMOKE-L05-001-PRESSURE | Pressure | pressure | bar | FALSE |  | 10035 | Pending
SPRINKLER-L05-001 | Sprinkler Zone Valve L05-001 | DEV-SPRINKLER-L05-001 | FAS-GATEWAY-01 | BACnet/IP | PT-SPRINKLER-L05-001-ALARM_STATUS | Alarm Status | fire_alarm | boolean | FALSE |  | 10036 | Pending
SPRINKLER-L05-001 | Sprinkler Zone Valve L05-001 | DEV-SPRINKLER-L05-001 | FAS-GATEWAY-01 | BACnet/IP | PT-SPRINKLER-L05-001-FAULT_STATUS | Fault Status | fault | boolean | FALSE |  | 10036 | Pending
SPRINKLER-L05-001 | Sprinkler Zone Valve L05-001 | DEV-SPRINKLER-L05-001 | FAS-GATEWAY-01 | BACnet/IP | PT-SPRINKLER-L05-001-PRESSURE | Pressure | pressure | bar | FALSE |  | 10036 | Pending
SMOKE-L10-001 | Smoke Detector L10-001 | DEV-SMOKE-L10-001 | FAS-GATEWAY-01 | BACnet/IP | PT-SMOKE-L10-001-ALARM_STATUS | Alarm Status | fire_alarm | boolean | FALSE |  | 10037 | Pending
SMOKE-L10-001 | Smoke Detector L10-001 | DEV-SMOKE-L10-001 | FAS-GATEWAY-01 | BACnet/IP | PT-SMOKE-L10-001-FAULT_STATUS | Fault Status | fault | boolean | FALSE |  | 10037 | Pending
SMOKE-L10-001 | Smoke Detector L10-001 | DEV-SMOKE-L10-001 | FAS-GATEWAY-01 | BACnet/IP | PT-SMOKE-L10-001-PRESSURE | Pressure | pressure | bar | FALSE |  | 10037 | Pending
SPRINKLER-L10-001 | Sprinkler Zone Valve L10-001 | DEV-SPRINKLER-L10-001 | FAS-GATEWAY-01 | BACnet/IP | PT-SPRINKLER-L10-001-ALARM_STATUS | Alarm Status | fire_alarm | boolean | FALSE |  | 10038 | Pending
SPRINKLER-L10-001 | Sprinkler Zone Valve L10-001 | DEV-SPRINKLER-L10-001 | FAS-GATEWAY-01 | BACnet/IP | PT-SPRINKLER-L10-001-FAULT_STATUS | Fault Status | fault | boolean | FALSE |  | 10038 | Pending
SPRINKLER-L10-001 | Sprinkler Zone Valve L10-001 | DEV-SPRINKLER-L10-001 | FAS-GATEWAY-01 | BACnet/IP | PT-SPRINKLER-L10-001-PRESSURE | Pressure | pressure | bar | FALSE |  | 10038 | Pending
SMOKE-L20-001 | Smoke Detector L20-001 | DEV-SMOKE-L20-001 | FAS-GATEWAY-01 | BACnet/IP | PT-SMOKE-L20-001-ALARM_STATUS | Alarm Status | fire_alarm | boolean | FALSE |  | 10039 | Pending
SMOKE-L20-001 | Smoke Detector L20-001 | DEV-SMOKE-L20-001 | FAS-GATEWAY-01 | BACnet/IP | PT-SMOKE-L20-001-FAULT_STATUS | Fault Status | fault | boolean | FALSE |  | 10039 | Pending
SMOKE-L20-001 | Smoke Detector L20-001 | DEV-SMOKE-L20-001 | FAS-GATEWAY-01 | BACnet/IP | PT-SMOKE-L20-001-PRESSURE | Pressure | pressure | bar | FALSE |  | 10039 | Pending
SPRINKLER-L20-001 | Sprinkler Zone Valve L20-001 | DEV-SPRINKLER-L20-001 | FAS-GATEWAY-01 | BACnet/IP | PT-SPRINKLER-L20-001-ALARM_STATUS | Alarm Status | fire_alarm | boolean | FALSE |  | 10040 | Pending
SPRINKLER-L20-001 | Sprinkler Zone Valve L20-001 | DEV-SPRINKLER-L20-001 | FAS-GATEWAY-01 | BACnet/IP | PT-SPRINKLER-L20-001-FAULT_STATUS | Fault Status | fault | boolean | FALSE |  | 10040 | Pending
SPRINKLER-L20-001 | Sprinkler Zone Valve L20-001 | DEV-SPRINKLER-L20-001 | FAS-GATEWAY-01 | BACnet/IP | PT-SPRINKLER-L20-001-PRESSURE | Pressure | pressure | bar | FALSE |  | 10040 | Pending
DOM-PUMP-001 | Domestic Water Pump 01 | DEV-DOM-PUMP-001 | BMS-MODBUS-TCP-01 | Modbus TCP | PT-DOM-PUMP-001-RUN_STATUS | Run Status | status | boolean | FALSE |  | 41 | Pending
DOM-PUMP-001 | Domestic Water Pump 01 | DEV-DOM-PUMP-001 | BMS-MODBUS-TCP-01 | Modbus TCP | PT-DOM-PUMP-001-FAULT_STATUS | Fault Status | fault | boolean | FALSE |  | 41 | Pending
DOM-PUMP-001 | Domestic Water Pump 01 | DEV-DOM-PUMP-001 | BMS-MODBUS-TCP-01 | Modbus TCP | PT-DOM-PUMP-001-POWER | Power | power | kW | FALSE |  | 41 | Pending
DOM-PUMP-001 | Domestic Water Pump 01 | DEV-DOM-PUMP-001 | BMS-MODBUS-TCP-01 | Modbus TCP | PT-DOM-PUMP-001-SUPPLY_TEMPERATURE | Supply Temperature | temperature | degC | FALSE |  | 41 | Pending
DOM-PUMP-001 | Domestic Water Pump 01 | DEV-DOM-PUMP-001 | BMS-MODBUS-TCP-01 | Modbus TCP | PT-DOM-PUMP-001-SETPOINT | Setpoint | setpoint | degC | TRUE |  | 41 | Pending
SUMP-PUMP-B2-001 | Sump Pump B2-001 | DEV-SUMP-PUMP-B2-001 | BMS-MODBUS-TCP-01 | Modbus TCP | PT-SUMP-PUMP-B2-001-RUN_STATUS | Run Status | status | boolean | FALSE |  | 42 | Pending
SUMP-PUMP-B2-001 | Sump Pump B2-001 | DEV-SUMP-PUMP-B2-001 | BMS-MODBUS-TCP-01 | Modbus TCP | PT-SUMP-PUMP-B2-001-FAULT_STATUS | Fault Status | fault | boolean | FALSE |  | 42 | Pending
SUMP-PUMP-B2-001 | Sump Pump B2-001 | DEV-SUMP-PUMP-B2-001 | BMS-MODBUS-TCP-01 | Modbus TCP | PT-SUMP-PUMP-B2-001-POWER | Power | power | kW | FALSE |  | 42 | Pending
SUMP-PUMP-B2-001 | Sump Pump B2-001 | DEV-SUMP-PUMP-B2-001 | BMS-MODBUS-TCP-01 | Modbus TCP | PT-SUMP-PUMP-B2-001-SUPPLY_TEMPERATURE | Supply Temperature | temperature | degC | FALSE |  | 42 | Pending
SUMP-PUMP-B2-001 | Sump Pump B2-001 | DEV-SUMP-PUMP-B2-001 | BMS-MODBUS-TCP-01 | Modbus TCP | PT-SUMP-PUMP-B2-001-SETPOINT | Setpoint | setpoint | degC | TRUE |  | 42 | Pending
WATER-METER-001 | Main Water Meter 01 | DEV-WATER-METER-001 | BMS-MODBUS-TCP-01 | Modbus TCP | PT-WATER-METER-001-RUN_STATUS | Run Status | status | boolean | FALSE |  | 43 | Pending
WATER-METER-001 | Main Water Meter 01 | DEV-WATER-METER-001 | BMS-MODBUS-TCP-01 | Modbus TCP | PT-WATER-METER-001-LEVEL | Level | level | % | FALSE |  | 43 | Pending
WATER-METER-001 | Main Water Meter 01 | DEV-WATER-METER-001 | BMS-MODBUS-TCP-01 | Modbus TCP | PT-WATER-METER-001-FLOW | Flow | flow | m3/h | FALSE |  | 43 | Pending
WATER-METER-001 | Main Water Meter 01 | DEV-WATER-METER-001 | BMS-MODBUS-TCP-01 | Modbus TCP | PT-WATER-METER-001-FAULT_STATUS | Fault Status | fault | boolean | FALSE |  | 43 | Pending
WATER-TANK-B2-001 | Domestic Water Tank B2 | DEV-WATER-TANK-B2-001 | BMS-MODBUS-TCP-01 | Modbus TCP | PT-WATER-TANK-B2-001-RUN_STATUS | Run Status | status | boolean | FALSE |  | 44 | Pending
WATER-TANK-B2-001 | Domestic Water Tank B2 | DEV-WATER-TANK-B2-001 | BMS-MODBUS-TCP-01 | Modbus TCP | PT-WATER-TANK-B2-001-LEVEL | Level | level | % | FALSE |  | 44 | Pending
WATER-TANK-B2-001 | Domestic Water Tank B2 | DEV-WATER-TANK-B2-001 | BMS-MODBUS-TCP-01 | Modbus TCP | PT-WATER-TANK-B2-001-FLOW | Flow | flow | m3/h | FALSE |  | 44 | Pending
WATER-TANK-B2-001 | Domestic Water Tank B2 | DEV-WATER-TANK-B2-001 | BMS-MODBUS-TCP-01 | Modbus TCP | PT-WATER-TANK-B2-001-FAULT_STATUS | Fault Status | fault | boolean | FALSE |  | 44 | Pending
LIFT-01 | Passenger Lift 01 | DEV-LIFT-01 | LIFT-GATEWAY-01 | REST API | PT-LIFT-01-OPERATIONAL_STATUS | Operational Status | status | string | FALSE |  | /api/v1/assets/LIFT-01/state | Pending
LIFT-01 | Passenger Lift 01 | DEV-LIFT-01 | LIFT-GATEWAY-01 | REST API | PT-LIFT-01-CURRENT_FLOOR | Current Floor | position | floor | FALSE |  | /api/v1/assets/LIFT-01/state | Pending
LIFT-01 | Passenger Lift 01 | DEV-LIFT-01 | LIFT-GATEWAY-01 | REST API | PT-LIFT-01-FAULT_STATUS | Fault Status | fault | boolean | FALSE |  | /api/v1/assets/LIFT-01/state | Pending
LIFT-02 | Passenger Lift 02 | DEV-LIFT-02 | LIFT-GATEWAY-01 | REST API | PT-LIFT-02-OPERATIONAL_STATUS | Operational Status | status | string | FALSE |  | /api/v1/assets/LIFT-02/state | Pending
LIFT-02 | Passenger Lift 02 | DEV-LIFT-02 | LIFT-GATEWAY-01 | REST API | PT-LIFT-02-CURRENT_FLOOR | Current Floor | position | floor | FALSE |  | /api/v1/assets/LIFT-02/state | Pending
LIFT-02 | Passenger Lift 02 | DEV-LIFT-02 | LIFT-GATEWAY-01 | REST API | PT-LIFT-02-FAULT_STATUS | Fault Status | fault | boolean | FALSE |  | /api/v1/assets/LIFT-02/state | Pending
LIFT-03 | Passenger Lift 03 | DEV-LIFT-03 | LIFT-GATEWAY-01 | REST API | PT-LIFT-03-OPERATIONAL_STATUS | Operational Status | status | string | FALSE |  | /api/v1/assets/LIFT-03/state | Pending
LIFT-03 | Passenger Lift 03 | DEV-LIFT-03 | LIFT-GATEWAY-01 | REST API | PT-LIFT-03-CURRENT_FLOOR | Current Floor | position | floor | FALSE |  | /api/v1/assets/LIFT-03/state | Pending
LIFT-03 | Passenger Lift 03 | DEV-LIFT-03 | LIFT-GATEWAY-01 | REST API | PT-LIFT-03-FAULT_STATUS | Fault Status | fault | boolean | FALSE |  | /api/v1/assets/LIFT-03/state | Pending
LIFT-04 | Passenger Lift 04 | DEV-LIFT-04 | LIFT-GATEWAY-01 | REST API | PT-LIFT-04-OPERATIONAL_STATUS | Operational Status | status | string | FALSE |  | /api/v1/assets/LIFT-04/state | Pending
LIFT-04 | Passenger Lift 04 | DEV-LIFT-04 | LIFT-GATEWAY-01 | REST API | PT-LIFT-04-CURRENT_FLOOR | Current Floor | position | floor | FALSE |  | /api/v1/assets/LIFT-04/state | Pending
LIFT-04 | Passenger Lift 04 | DEV-LIFT-04 | LIFT-GATEWAY-01 | REST API | PT-LIFT-04-FAULT_STATUS | Fault Status | fault | boolean | FALSE |  | /api/v1/assets/LIFT-04/state | Pending
ESC-L01-001 | Escalator L01-001 | DEV-ESC-L01-001 | LIFT-GATEWAY-01 | REST API | PT-ESC-L01-001-OPERATIONAL_STATUS | Operational Status | status | string | FALSE |  | /api/v1/assets/ESC-L01-001/state | Pending
ESC-L01-001 | Escalator L01-001 | DEV-ESC-L01-001 | LIFT-GATEWAY-01 | REST API | PT-ESC-L01-001-CURRENT_FLOOR | Current Floor | position | floor | FALSE |  | /api/v1/assets/ESC-L01-001/state | Pending
ESC-L01-001 | Escalator L01-001 | DEV-ESC-L01-001 | LIFT-GATEWAY-01 | REST API | PT-ESC-L01-001-FAULT_STATUS | Fault Status | fault | boolean | FALSE |  | /api/v1/assets/ESC-L01-001/state | Pending
CCTV-B2-001 | CCTV Camera B2-001 | DEV-CCTV-B2-001 | VMS-GATEWAY-01 | ONVIF/RTSP/REST | PT-CCTV-B2-001-ONLINE_STATUS | Online Status | status | boolean | FALSE |  | /api/v1/assets/CCTV-B2-001/state | Pending
CCTV-B2-001 | CCTV Camera B2-001 | DEV-CCTV-B2-001 | VMS-GATEWAY-01 | ONVIF/RTSP/REST | PT-CCTV-B2-001-TAMPER_ALARM | Tamper Alarm | tamper | boolean | FALSE |  | /api/v1/assets/CCTV-B2-001/state | Pending
CCTV-B2-001 | CCTV Camera B2-001 | DEV-CCTV-B2-001 | VMS-GATEWAY-01 | ONVIF/RTSP/REST | PT-CCTV-B2-001-EVENT_COUNT | Event Count | count | count | FALSE |  | /api/v1/assets/CCTV-B2-001/state | Pending
CCTV-L01-001 | CCTV Camera L01-001 | DEV-CCTV-L01-001 | VMS-GATEWAY-01 | ONVIF/RTSP/REST | PT-CCTV-L01-001-ONLINE_STATUS | Online Status | status | boolean | FALSE |  | /api/v1/assets/CCTV-L01-001/state | Pending
CCTV-L01-001 | CCTV Camera L01-001 | DEV-CCTV-L01-001 | VMS-GATEWAY-01 | ONVIF/RTSP/REST | PT-CCTV-L01-001-TAMPER_ALARM | Tamper Alarm | tamper | boolean | FALSE |  | /api/v1/assets/CCTV-L01-001/state | Pending
CCTV-L01-001 | CCTV Camera L01-001 | DEV-CCTV-L01-001 | VMS-GATEWAY-01 | ONVIF/RTSP/REST | PT-CCTV-L01-001-EVENT_COUNT | Event Count | count | count | FALSE |  | /api/v1/assets/CCTV-L01-001/state | Pending
CCTV-L02-001 | CCTV Camera L02-001 | DEV-CCTV-L02-001 | VMS-GATEWAY-01 | ONVIF/RTSP/REST | PT-CCTV-L02-001-ONLINE_STATUS | Online Status | status | boolean | FALSE |  | /api/v1/assets/CCTV-L02-001/state | Pending
CCTV-L02-001 | CCTV Camera L02-001 | DEV-CCTV-L02-001 | VMS-GATEWAY-01 | ONVIF/RTSP/REST | PT-CCTV-L02-001-TAMPER_ALARM | Tamper Alarm | tamper | boolean | FALSE |  | /api/v1/assets/CCTV-L02-001/state | Pending
CCTV-L02-001 | CCTV Camera L02-001 | DEV-CCTV-L02-001 | VMS-GATEWAY-01 | ONVIF/RTSP/REST | PT-CCTV-L02-001-EVENT_COUNT | Event Count | count | count | FALSE |  | /api/v1/assets/CCTV-L02-001/state | Pending
ACS-L01-001 | Access Control Door L01-001 | DEV-ACS-L01-001 | ACS-GATEWAY-01 | REST API | PT-ACS-L01-001-ONLINE_STATUS | Online Status | status | boolean | FALSE |  | /api/v1/assets/ACS-L01-001/state | Pending
ACS-L01-001 | Access Control Door L01-001 | DEV-ACS-L01-001 | ACS-GATEWAY-01 | REST API | PT-ACS-L01-001-TAMPER_ALARM | Tamper Alarm | tamper | boolean | FALSE |  | /api/v1/assets/ACS-L01-001/state | Pending
ACS-L01-001 | Access Control Door L01-001 | DEV-ACS-L01-001 | ACS-GATEWAY-01 | REST API | PT-ACS-L01-001-EVENT_COUNT | Event Count | count | count | FALSE |  | /api/v1/assets/ACS-L01-001/state | Pending
LPR-B2-001 | License Plate Recognition Camera B2 | DEV-LPR-B2-001 | PARKING-GATEWAY-01 | REST API | PT-LPR-B2-001-ONLINE_STATUS | Online Status | status | boolean | FALSE |  | /api/v1/assets/LPR-B2-001/state | Pending
LPR-B2-001 | License Plate Recognition Camera B2 | DEV-LPR-B2-001 | PARKING-GATEWAY-01 | REST API | PT-LPR-B2-001-TAMPER_ALARM | Tamper Alarm | tamper | boolean | FALSE |  | /api/v1/assets/LPR-B2-001/state | Pending
LPR-B2-001 | License Plate Recognition Camera B2 | DEV-LPR-B2-001 | PARKING-GATEWAY-01 | REST API | PT-LPR-B2-001-EVENT_COUNT | Event Count | count | count | FALSE |  | /api/v1/assets/LPR-B2-001/state | Pending
PARK-GATE-B2-001 | Parking Barrier Gate B2 | DEV-PARK-GATE-B2-001 | PARKING-GATEWAY-01 | REST API | PT-PARK-GATE-B2-001-ONLINE_STATUS | Online Status | status | boolean | FALSE |  | /api/v1/assets/PARK-GATE-B2-001/state | Pending
PARK-GATE-B2-001 | Parking Barrier Gate B2 | DEV-PARK-GATE-B2-001 | PARKING-GATEWAY-01 | REST API | PT-PARK-GATE-B2-001-TAMPER_ALARM | Tamper Alarm | tamper | boolean | FALSE |  | /api/v1/assets/PARK-GATE-B2-001/state | Pending
PARK-GATE-B2-001 | Parking Barrier Gate B2 | DEV-PARK-GATE-B2-001 | PARKING-GATEWAY-01 | REST API | PT-PARK-GATE-B2-001-EVENT_COUNT | Event Count | count | count | FALSE |  | /api/v1/assets/PARK-GATE-B2-001/state | Pending
IAQ-L01-001 | Indoor Air Quality Sensor L01-001 | DEV-IAQ-L01-001 | IOT-MQTT-01 | MQTT | PT-IAQ-L01-001-TEMPERATURE | Temperature | temperature | degC | FALSE |  | dtp/tower-a/iaq-l01-001/telemetry | Pending
IAQ-L01-001 | Indoor Air Quality Sensor L01-001 | DEV-IAQ-L01-001 | IOT-MQTT-01 | MQTT | PT-IAQ-L01-001-HUMIDITY | Humidity | humidity | % | FALSE |  | dtp/tower-a/iaq-l01-001/telemetry | Pending
IAQ-L01-001 | Indoor Air Quality Sensor L01-001 | DEV-IAQ-L01-001 | IOT-MQTT-01 | MQTT | PT-IAQ-L01-001-CO2 | CO2 | co2 | ppm | FALSE |  | dtp/tower-a/iaq-l01-001/telemetry | Pending
IAQ-L01-001 | Indoor Air Quality Sensor L01-001 | DEV-IAQ-L01-001 | IOT-MQTT-01 | MQTT | PT-IAQ-L01-001-OCCUPANCY_COUNT | Occupancy Count | occupancy | person | FALSE |  | dtp/tower-a/iaq-l01-001/telemetry | Pending
OCC-L01-001 | Occupancy Sensor L01-001 | DEV-OCC-L01-001 | IOT-MQTT-01 | MQTT | PT-OCC-L01-001-TEMPERATURE | Temperature | temperature | degC | FALSE |  | dtp/tower-a/occ-l01-001/telemetry | Pending
OCC-L01-001 | Occupancy Sensor L01-001 | DEV-OCC-L01-001 | IOT-MQTT-01 | MQTT | PT-OCC-L01-001-HUMIDITY | Humidity | humidity | % | FALSE |  | dtp/tower-a/occ-l01-001/telemetry | Pending
OCC-L01-001 | Occupancy Sensor L01-001 | DEV-OCC-L01-001 | IOT-MQTT-01 | MQTT | PT-OCC-L01-001-CO2 | CO2 | co2 | ppm | FALSE |  | dtp/tower-a/occ-l01-001/telemetry | Pending
OCC-L01-001 | Occupancy Sensor L01-001 | DEV-OCC-L01-001 | IOT-MQTT-01 | MQTT | PT-OCC-L01-001-OCCUPANCY_COUNT | Occupancy Count | occupancy | person | FALSE |  | dtp/tower-a/occ-l01-001/telemetry | Pending
IAQ-L02-001 | Indoor Air Quality Sensor L02-001 | DEV-IAQ-L02-001 | IOT-MQTT-01 | MQTT | PT-IAQ-L02-001-TEMPERATURE | Temperature | temperature | degC | FALSE |  | dtp/tower-a/iaq-l02-001/telemetry | Pending
IAQ-L02-001 | Indoor Air Quality Sensor L02-001 | DEV-IAQ-L02-001 | IOT-MQTT-01 | MQTT | PT-IAQ-L02-001-HUMIDITY | Humidity | humidity | % | FALSE |  | dtp/tower-a/iaq-l02-001/telemetry | Pending
IAQ-L02-001 | Indoor Air Quality Sensor L02-001 | DEV-IAQ-L02-001 | IOT-MQTT-01 | MQTT | PT-IAQ-L02-001-CO2 | CO2 | co2 | ppm | FALSE |  | dtp/tower-a/iaq-l02-001/telemetry | Pending
IAQ-L02-001 | Indoor Air Quality Sensor L02-001 | DEV-IAQ-L02-001 | IOT-MQTT-01 | MQTT | PT-IAQ-L02-001-OCCUPANCY_COUNT | Occupancy Count | occupancy | person | FALSE |  | dtp/tower-a/iaq-l02-001/telemetry | Pending
OCC-L02-001 | Occupancy Sensor L02-001 | DEV-OCC-L02-001 | IOT-MQTT-01 | MQTT | PT-OCC-L02-001-TEMPERATURE | Temperature | temperature | degC | FALSE |  | dtp/tower-a/occ-l02-001/telemetry | Pending
OCC-L02-001 | Occupancy Sensor L02-001 | DEV-OCC-L02-001 | IOT-MQTT-01 | MQTT | PT-OCC-L02-001-HUMIDITY | Humidity | humidity | % | FALSE |  | dtp/tower-a/occ-l02-001/telemetry | Pending
OCC-L02-001 | Occupancy Sensor L02-001 | DEV-OCC-L02-001 | IOT-MQTT-01 | MQTT | PT-OCC-L02-001-CO2 | CO2 | co2 | ppm | FALSE |  | dtp/tower-a/occ-l02-001/telemetry | Pending
OCC-L02-001 | Occupancy Sensor L02-001 | DEV-OCC-L02-001 | IOT-MQTT-01 | MQTT | PT-OCC-L02-001-OCCUPANCY_COUNT | Occupancy Count | occupancy | person | FALSE |  | dtp/tower-a/occ-l02-001/telemetry | Pending
IAQ-L05-001 | Indoor Air Quality Sensor L05-001 | DEV-IAQ-L05-001 | IOT-MQTT-01 | MQTT | PT-IAQ-L05-001-TEMPERATURE | Temperature | temperature | degC | FALSE |  | dtp/tower-a/iaq-l05-001/telemetry | Pending
IAQ-L05-001 | Indoor Air Quality Sensor L05-001 | DEV-IAQ-L05-001 | IOT-MQTT-01 | MQTT | PT-IAQ-L05-001-HUMIDITY | Humidity | humidity | % | FALSE |  | dtp/tower-a/iaq-l05-001/telemetry | Pending
IAQ-L05-001 | Indoor Air Quality Sensor L05-001 | DEV-IAQ-L05-001 | IOT-MQTT-01 | MQTT | PT-IAQ-L05-001-CO2 | CO2 | co2 | ppm | FALSE |  | dtp/tower-a/iaq-l05-001/telemetry | Pending
IAQ-L05-001 | Indoor Air Quality Sensor L05-001 | DEV-IAQ-L05-001 | IOT-MQTT-01 | MQTT | PT-IAQ-L05-001-OCCUPANCY_COUNT | Occupancy Count | occupancy | person | FALSE |  | dtp/tower-a/iaq-l05-001/telemetry | Pending
OCC-L05-001 | Occupancy Sensor L05-001 | DEV-OCC-L05-001 | IOT-MQTT-01 | MQTT | PT-OCC-L05-001-TEMPERATURE | Temperature | temperature | degC | FALSE |  | dtp/tower-a/occ-l05-001/telemetry | Pending
OCC-L05-001 | Occupancy Sensor L05-001 | DEV-OCC-L05-001 | IOT-MQTT-01 | MQTT | PT-OCC-L05-001-HUMIDITY | Humidity | humidity | % | FALSE |  | dtp/tower-a/occ-l05-001/telemetry | Pending
OCC-L05-001 | Occupancy Sensor L05-001 | DEV-OCC-L05-001 | IOT-MQTT-01 | MQTT | PT-OCC-L05-001-CO2 | CO2 | co2 | ppm | FALSE |  | dtp/tower-a/occ-l05-001/telemetry | Pending
OCC-L05-001 | Occupancy Sensor L05-001 | DEV-OCC-L05-001 | IOT-MQTT-01 | MQTT | PT-OCC-L05-001-OCCUPANCY_COUNT | Occupancy Count | occupancy | person | FALSE |  | dtp/tower-a/occ-l05-001/telemetry | Pending
IAQ-L10-001 | Indoor Air Quality Sensor L10-001 | DEV-IAQ-L10-001 | IOT-MQTT-01 | MQTT | PT-IAQ-L10-001-TEMPERATURE | Temperature | temperature | degC | FALSE |  | dtp/tower-a/iaq-l10-001/telemetry | Pending
IAQ-L10-001 | Indoor Air Quality Sensor L10-001 | DEV-IAQ-L10-001 | IOT-MQTT-01 | MQTT | PT-IAQ-L10-001-HUMIDITY | Humidity | humidity | % | FALSE |  | dtp/tower-a/iaq-l10-001/telemetry | Pending
IAQ-L10-001 | Indoor Air Quality Sensor L10-001 | DEV-IAQ-L10-001 | IOT-MQTT-01 | MQTT | PT-IAQ-L10-001-CO2 | CO2 | co2 | ppm | FALSE |  | dtp/tower-a/iaq-l10-001/telemetry | Pending
IAQ-L10-001 | Indoor Air Quality Sensor L10-001 | DEV-IAQ-L10-001 | IOT-MQTT-01 | MQTT | PT-IAQ-L10-001-OCCUPANCY_COUNT | Occupancy Count | occupancy | person | FALSE |  | dtp/tower-a/iaq-l10-001/telemetry | Pending
OCC-L10-001 | Occupancy Sensor L10-001 | DEV-OCC-L10-001 | IOT-MQTT-01 | MQTT | PT-OCC-L10-001-TEMPERATURE | Temperature | temperature | degC | FALSE |  | dtp/tower-a/occ-l10-001/telemetry | Pending
OCC-L10-001 | Occupancy Sensor L10-001 | DEV-OCC-L10-001 | IOT-MQTT-01 | MQTT | PT-OCC-L10-001-HUMIDITY | Humidity | humidity | % | FALSE |  | dtp/tower-a/occ-l10-001/telemetry | Pending
OCC-L10-001 | Occupancy Sensor L10-001 | DEV-OCC-L10-001 | IOT-MQTT-01 | MQTT | PT-OCC-L10-001-CO2 | CO2 | co2 | ppm | FALSE |  | dtp/tower-a/occ-l10-001/telemetry | Pending
OCC-L10-001 | Occupancy Sensor L10-001 | DEV-OCC-L10-001 | IOT-MQTT-01 | MQTT | PT-OCC-L10-001-OCCUPANCY_COUNT | Occupancy Count | occupancy | person | FALSE |  | dtp/tower-a/occ-l10-001/telemetry | Pending
IAQ-L20-001 | Indoor Air Quality Sensor L20-001 | DEV-IAQ-L20-001 | IOT-MQTT-01 | MQTT | PT-IAQ-L20-001-TEMPERATURE | Temperature | temperature | degC | FALSE |  | dtp/tower-a/iaq-l20-001/telemetry | Pending
IAQ-L20-001 | Indoor Air Quality Sensor L20-001 | DEV-IAQ-L20-001 | IOT-MQTT-01 | MQTT | PT-IAQ-L20-001-HUMIDITY | Humidity | humidity | % | FALSE |  | dtp/tower-a/iaq-l20-001/telemetry | Pending
IAQ-L20-001 | Indoor Air Quality Sensor L20-001 | DEV-IAQ-L20-001 | IOT-MQTT-01 | MQTT | PT-IAQ-L20-001-CO2 | CO2 | co2 | ppm | FALSE |  | dtp/tower-a/iaq-l20-001/telemetry | Pending
IAQ-L20-001 | Indoor Air Quality Sensor L20-001 | DEV-IAQ-L20-001 | IOT-MQTT-01 | MQTT | PT-IAQ-L20-001-OCCUPANCY_COUNT | Occupancy Count | occupancy | person | FALSE |  | dtp/tower-a/iaq-l20-001/telemetry | Pending
OCC-L20-001 | Occupancy Sensor L20-001 | DEV-OCC-L20-001 | IOT-MQTT-01 | MQTT | PT-OCC-L20-001-TEMPERATURE | Temperature | temperature | degC | FALSE |  | dtp/tower-a/occ-l20-001/telemetry | Pending
OCC-L20-001 | Occupancy Sensor L20-001 | DEV-OCC-L20-001 | IOT-MQTT-01 | MQTT | PT-OCC-L20-001-HUMIDITY | Humidity | humidity | % | FALSE |  | dtp/tower-a/occ-l20-001/telemetry | Pending
OCC-L20-001 | Occupancy Sensor L20-001 | DEV-OCC-L20-001 | IOT-MQTT-01 | MQTT | PT-OCC-L20-001-CO2 | CO2 | co2 | ppm | FALSE |  | dtp/tower-a/occ-l20-001/telemetry | Pending
OCC-L20-001 | Occupancy Sensor L20-001 | DEV-OCC-L20-001 | IOT-MQTT-01 | MQTT | PT-OCC-L20-001-OCCUPANCY_COUNT | Occupancy Count | occupancy | person | FALSE |  | dtp/tower-a/occ-l20-001/telemetry | Pending
PWR-METER-MAIN-001 | Main Power Meter 01 | DEV-PWR-METER-MAIN-001 | BMS-MODBUS-TCP-01 | Modbus TCP | PT-PWR-METER-MAIN-001-VOLTAGE | Voltage | voltage | V | FALSE |  | 66 | Pending
PWR-METER-MAIN-001 | Main Power Meter 01 | DEV-PWR-METER-MAIN-001 | BMS-MODBUS-TCP-01 | Modbus TCP | PT-PWR-METER-MAIN-001-CURRENT | Current | current | A | FALSE |  | 66 | Pending
PWR-METER-MAIN-001 | Main Power Meter 01 | DEV-PWR-METER-MAIN-001 | BMS-MODBUS-TCP-01 | Modbus TCP | PT-PWR-METER-MAIN-001-POWER | Power | power | kW | FALSE |  | 66 | Pending
PWR-METER-MAIN-001 | Main Power Meter 01 | DEV-PWR-METER-MAIN-001 | BMS-MODBUS-TCP-01 | Modbus TCP | PT-PWR-METER-MAIN-001-ENERGY | Energy | energy | kWh | FALSE |  | 66 | Pending
PWR-METER-MAIN-001 | Main Power Meter 01 | DEV-PWR-METER-MAIN-001 | BMS-MODBUS-TCP-01 | Modbus TCP | PT-PWR-METER-MAIN-001-FAULT_STATUS | Fault Status | fault | boolean | FALSE |  | 66 | Pending
SOLAR-INV-001 | Solar Inverter 01 | DEV-SOLAR-INV-001 | SOLAR-GATEWAY-01 | Modbus TCP | PT-SOLAR-INV-001-VOLTAGE | Voltage | voltage | V | FALSE |  | 67 | Pending
SOLAR-INV-001 | Solar Inverter 01 | DEV-SOLAR-INV-001 | SOLAR-GATEWAY-01 | Modbus TCP | PT-SOLAR-INV-001-CURRENT | Current | current | A | FALSE |  | 67 | Pending
SOLAR-INV-001 | Solar Inverter 01 | DEV-SOLAR-INV-001 | SOLAR-GATEWAY-01 | Modbus TCP | PT-SOLAR-INV-001-POWER | Power | power | kW | FALSE |  | 67 | Pending
SOLAR-INV-001 | Solar Inverter 01 | DEV-SOLAR-INV-001 | SOLAR-GATEWAY-01 | Modbus TCP | PT-SOLAR-INV-001-ENERGY | Energy | energy | kWh | FALSE |  | 67 | Pending
SOLAR-INV-001 | Solar Inverter 01 | DEV-SOLAR-INV-001 | SOLAR-GATEWAY-01 | Modbus TCP | PT-SOLAR-INV-001-FAULT_STATUS | Fault Status | fault | boolean | FALSE |  | 67 | Pending

## 14_CMMS_O&M
14 CMMS O&M | Thông tin vận hành, bảo trì, CMMS, spare, job plan.
asset_id | asset_name | cmms_asset_id | criticality | maintenance_strategy | expected_life_years | spare_part_group | manual_url | job_plan_id | pm_frequency | responsible_team | remarks
CHILLER-001 | Water Cooled Chiller 01 | CMMS-CHILLER-001 | Medium | preventive_and_condition_based | 15 | SPARE-CHILLER-PLANT | https://example.com/om_manuals/CHILLER-001.pdf |  | Quarterly | O&M Team
CHILLER-002 | Water Cooled Chiller 02 | CMMS-CHILLER-002 | Medium | preventive_and_condition_based | 15 | SPARE-CHILLER-PLANT | https://example.com/om_manuals/CHILLER-002.pdf |  | Quarterly | O&M Team
CHWP-001 | Chilled Water Pump 01 | CMMS-CHWP-001 | Medium | preventive_and_condition_based | 15 | SPARE-PUMP | https://example.com/om_manuals/CHWP-001.pdf |  | Quarterly | O&M Team
CHWP-002 | Chilled Water Pump 02 | CMMS-CHWP-002 | Medium | preventive_and_condition_based | 15 | SPARE-PUMP | https://example.com/om_manuals/CHWP-002.pdf |  | Quarterly | O&M Team
CWP-001 | Condenser Water Pump 01 | CMMS-CWP-001 | Medium | preventive_and_condition_based | 15 | SPARE-PUMP | https://example.com/om_manuals/CWP-001.pdf |  | Quarterly | O&M Team
CT-001 | Cooling Tower 01 | CMMS-CT-001 | Medium | preventive_and_condition_based | 15 | SPARE-COOLING-TOWER | https://example.com/om_manuals/CT-001.pdf |  | Quarterly | O&M Team
AHU-L04-001 | Air Handling Unit L04-01 | CMMS-AHU-L04-001 | Medium | preventive_and_condition_based | 15 | SPARE-AIR-HANDLING-UNIT | https://example.com/om_manuals/AHU-L04-001.pdf |  | Quarterly | O&M Team
FCU-L02-001 | Fan Coil Unit L02-001 | CMMS-FCU-L02-001 | Medium | preventive_and_condition_based | 15 | SPARE-FAN-COIL-UNIT | https://example.com/om_manuals/FCU-L02-001.pdf |  | Quarterly | O&M Team
VAV-L02-001 | VAV Box L02-001 | CMMS-VAV-L02-001 | Medium | preventive_and_condition_based | 15 | SPARE-AIR-TERMINAL | https://example.com/om_manuals/VAV-L02-001.pdf |  | Quarterly | O&M Team
FCU-L05-001 | Fan Coil Unit L05-001 | CMMS-FCU-L05-001 | Medium | preventive_and_condition_based | 15 | SPARE-FAN-COIL-UNIT | https://example.com/om_manuals/FCU-L05-001.pdf |  | Quarterly | O&M Team
VAV-L05-001 | VAV Box L05-001 | CMMS-VAV-L05-001 | Medium | preventive_and_condition_based | 15 | SPARE-AIR-TERMINAL | https://example.com/om_manuals/VAV-L05-001.pdf |  | Quarterly | O&M Team
FCU-L10-001 | Fan Coil Unit L10-001 | CMMS-FCU-L10-001 | Medium | preventive_and_condition_based | 15 | SPARE-FAN-COIL-UNIT | https://example.com/om_manuals/FCU-L10-001.pdf |  | Quarterly | O&M Team
VAV-L10-001 | VAV Box L10-001 | CMMS-VAV-L10-001 | Medium | preventive_and_condition_based | 15 | SPARE-AIR-TERMINAL | https://example.com/om_manuals/VAV-L10-001.pdf |  | Quarterly | O&M Team
FCU-L20-001 | Fan Coil Unit L20-001 | CMMS-FCU-L20-001 | Medium | preventive_and_condition_based | 15 | SPARE-FAN-COIL-UNIT | https://example.com/om_manuals/FCU-L20-001.pdf |  | Quarterly | O&M Team
VAV-L20-001 | VAV Box L20-001 | CMMS-VAV-L20-001 | Medium | preventive_and_condition_based | 15 | SPARE-AIR-TERMINAL | https://example.com/om_manuals/VAV-L20-001.pdf |  | Quarterly | O&M Team
TR-001 | Transformer 01 | CMMS-TR-001 | High | preventive_and_condition_based | 15 | SPARE-TRANSFORMER | https://example.com/om_manuals/TR-001.pdf |  | Quarterly | O&M Team
MDB-001 | Main Distribution Board 01 | CMMS-MDB-001 | High | preventive_and_condition_based | 15 | SPARE-DISTRIBUTION-BOARD | https://example.com/om_manuals/MDB-001.pdf |  | Quarterly | O&M Team
ATS-001 | Automatic Transfer Switch 01 | CMMS-ATS-001 | High | preventive_and_condition_based | 15 | SPARE-ATS | https://example.com/om_manuals/ATS-001.pdf |  | Quarterly | O&M Team
GEN-001 | Diesel Generator 01 | CMMS-GEN-001 | High | preventive_and_condition_based | 15 | SPARE-GENERATOR | https://example.com/om_manuals/GEN-001.pdf |  | Quarterly | O&M Team
UPS-001 | UPS System 01 | CMMS-UPS-001 | High | preventive_and_condition_based | 15 | SPARE-UPS | https://example.com/om_manuals/UPS-001.pdf |  | Quarterly | O&M Team
LP-L01-001 | Lighting Panel L01-001 | CMMS-LP-L01-001 | Medium | preventive_and_condition_based | 15 | SPARE-LIGHTING-PANEL | https://example.com/om_manuals/LP-L01-001.pdf |  | Quarterly | O&M Team
LP-L02-001 | Lighting Panel L02-001 | CMMS-LP-L02-001 | Medium | preventive_and_condition_based | 15 | SPARE-LIGHTING-PANEL | https://example.com/om_manuals/LP-L02-001.pdf |  | Quarterly | O&M Team
LP-L05-001 | Lighting Panel L05-001 | CMMS-LP-L05-001 | Medium | preventive_and_condition_based | 15 | SPARE-LIGHTING-PANEL | https://example.com/om_manuals/LP-L05-001.pdf |  | Quarterly | O&M Team
LP-L10-001 | Lighting Panel L10-001 | CMMS-LP-L10-001 | Medium | preventive_and_condition_based | 15 | SPARE-LIGHTING-PANEL | https://example.com/om_manuals/LP-L10-001.pdf |  | Quarterly | O&M Team
LP-L20-001 | Lighting Panel L20-001 | CMMS-LP-L20-001 | Medium | preventive_and_condition_based | 15 | SPARE-LIGHTING-PANEL | https://example.com/om_manuals/LP-L20-001.pdf |  | Quarterly | O&M Team
FIRE-PUMP-001 | Main Fire Pump 01 | CMMS-FIRE-PUMP-001 | High | preventive_and_condition_based | 15 | SPARE-PUMP | https://example.com/om_manuals/FIRE-PUMP-001.pdf |  | Quarterly | O&M Team
JOCKEY-PUMP-001 | Jockey Pump 01 | CMMS-JOCKEY-PUMP-001 | High | preventive_and_condition_based | 15 | SPARE-PUMP | https://example.com/om_manuals/JOCKEY-PUMP-001.pdf |  | Quarterly | O&M Team
FACP-001 | Fire Alarm Control Panel | CMMS-FACP-001 | High | preventive_and_condition_based | 15 | SPARE-CONTROL-PANEL | https://example.com/om_manuals/FACP-001.pdf |  | Quarterly | O&M Team
SMOKE-B2-001 | Smoke Detector B2-001 | CMMS-SMOKE-B2-001 | High | preventive_and_condition_based | 15 | SPARE-DETECTOR | https://example.com/om_manuals/SMOKE-B2-001.pdf |  | Quarterly | O&M Team
SPRINKLER-B2-001 | Sprinkler Zone Valve B2-001 | CMMS-SPRINKLER-B2-001 | High | preventive_and_condition_based | 15 | SPARE-VALVE | https://example.com/om_manuals/SPRINKLER-B2-001.pdf |  | Quarterly | O&M Team
SMOKE-L01-001 | Smoke Detector L01-001 | CMMS-SMOKE-L01-001 | High | preventive_and_condition_based | 15 | SPARE-DETECTOR | https://example.com/om_manuals/SMOKE-L01-001.pdf |  | Quarterly | O&M Team
SPRINKLER-L01-001 | Sprinkler Zone Valve L01-001 | CMMS-SPRINKLER-L01-001 | High | preventive_and_condition_based | 15 | SPARE-VALVE | https://example.com/om_manuals/SPRINKLER-L01-001.pdf |  | Quarterly | O&M Team
SMOKE-L02-001 | Smoke Detector L02-001 | CMMS-SMOKE-L02-001 | High | preventive_and_condition_based | 15 | SPARE-DETECTOR | https://example.com/om_manuals/SMOKE-L02-001.pdf |  | Quarterly | O&M Team
SPRINKLER-L02-001 | Sprinkler Zone Valve L02-001 | CMMS-SPRINKLER-L02-001 | High | preventive_and_condition_based | 15 | SPARE-VALVE | https://example.com/om_manuals/SPRINKLER-L02-001.pdf |  | Quarterly | O&M Team
SMOKE-L05-001 | Smoke Detector L05-001 | CMMS-SMOKE-L05-001 | High | preventive_and_condition_based | 15 | SPARE-DETECTOR | https://example.com/om_manuals/SMOKE-L05-001.pdf |  | Quarterly | O&M Team
SPRINKLER-L05-001 | Sprinkler Zone Valve L05-001 | CMMS-SPRINKLER-L05-001 | High | preventive_and_condition_based | 15 | SPARE-VALVE | https://example.com/om_manuals/SPRINKLER-L05-001.pdf |  | Quarterly | O&M Team
SMOKE-L10-001 | Smoke Detector L10-001 | CMMS-SMOKE-L10-001 | High | preventive_and_condition_based | 15 | SPARE-DETECTOR | https://example.com/om_manuals/SMOKE-L10-001.pdf |  | Quarterly | O&M Team
SPRINKLER-L10-001 | Sprinkler Zone Valve L10-001 | CMMS-SPRINKLER-L10-001 | High | preventive_and_condition_based | 15 | SPARE-VALVE | https://example.com/om_manuals/SPRINKLER-L10-001.pdf |  | Quarterly | O&M Team
SMOKE-L20-001 | Smoke Detector L20-001 | CMMS-SMOKE-L20-001 | High | preventive_and_condition_based | 15 | SPARE-DETECTOR | https://example.com/om_manuals/SMOKE-L20-001.pdf |  | Quarterly | O&M Team
SPRINKLER-L20-001 | Sprinkler Zone Valve L20-001 | CMMS-SPRINKLER-L20-001 | High | preventive_and_condition_based | 15 | SPARE-VALVE | https://example.com/om_manuals/SPRINKLER-L20-001.pdf |  | Quarterly | O&M Team
DOM-PUMP-001 | Domestic Water Pump 01 | CMMS-DOM-PUMP-001 | Medium | preventive_and_condition_based | 15 | SPARE-PUMP | https://example.com/om_manuals/DOM-PUMP-001.pdf |  | Quarterly | O&M Team
SUMP-PUMP-B2-001 | Sump Pump B2-001 | CMMS-SUMP-PUMP-B2-001 | High | preventive_and_condition_based | 15 | SPARE-PUMP | https://example.com/om_manuals/SUMP-PUMP-B2-001.pdf |  | Quarterly | O&M Team
WATER-METER-001 | Main Water Meter 01 | CMMS-WATER-METER-001 | Medium | preventive_and_condition_based | 15 | SPARE-METER | https://example.com/om_manuals/WATER-METER-001.pdf |  | Quarterly | O&M Team
WATER-TANK-B2-001 | Domestic Water Tank B2 | CMMS-WATER-TANK-B2-001 | Medium | preventive_and_condition_based | 15 | SPARE-TANK | https://example.com/om_manuals/WATER-TANK-B2-001.pdf |  | Quarterly | O&M Team
LIFT-01 | Passenger Lift 01 | CMMS-LIFT-01 | High | preventive_and_condition_based | 15 | SPARE-LIFT | https://example.com/om_manuals/LIFT-01.pdf |  | Quarterly | O&M Team
LIFT-02 | Passenger Lift 02 | CMMS-LIFT-02 | High | preventive_and_condition_based | 15 | SPARE-LIFT | https://example.com/om_manuals/LIFT-02.pdf |  | Quarterly | O&M Team
LIFT-03 | Passenger Lift 03 | CMMS-LIFT-03 | High | preventive_and_condition_based | 15 | SPARE-LIFT | https://example.com/om_manuals/LIFT-03.pdf |  | Quarterly | O&M Team
LIFT-04 | Passenger Lift 04 | CMMS-LIFT-04 | High | preventive_and_condition_based | 15 | SPARE-LIFT | https://example.com/om_manuals/LIFT-04.pdf |  | Quarterly | O&M Team
ESC-L01-001 | Escalator L01-001 | CMMS-ESC-L01-001 | Medium | preventive_and_condition_based | 15 | SPARE-ESCALATOR | https://example.com/om_manuals/ESC-L01-001.pdf |  | Quarterly | O&M Team
CCTV-B2-001 | CCTV Camera B2-001 | CMMS-CCTV-B2-001 | Medium | preventive_and_condition_based | 15 | SPARE-CAMERA | https://example.com/om_manuals/CCTV-B2-001.pdf |  | Quarterly | O&M Team
CCTV-L01-001 | CCTV Camera L01-001 | CMMS-CCTV-L01-001 | Medium | preventive_and_condition_based | 15 | SPARE-CAMERA | https://example.com/om_manuals/CCTV-L01-001.pdf |  | Quarterly | O&M Team
CCTV-L02-001 | CCTV Camera L02-001 | CMMS-CCTV-L02-001 | Medium | preventive_and_condition_based | 15 | SPARE-CAMERA | https://example.com/om_manuals/CCTV-L02-001.pdf |  | Quarterly | O&M Team
ACS-L01-001 | Access Control Door L01-001 | CMMS-ACS-L01-001 | Medium | preventive_and_condition_based | 15 | SPARE-DOOR-CONTROLLER | https://example.com/om_manuals/ACS-L01-001.pdf |  | Quarterly | O&M Team
LPR-B2-001 | License Plate Recognition Camera B2 | CMMS-LPR-B2-001 | Medium | preventive_and_condition_based | 15 | SPARE-LPR-CAMERA | https://example.com/om_manuals/LPR-B2-001.pdf |  | Quarterly | O&M Team
PARK-GATE-B2-001 | Parking Barrier Gate B2 | CMMS-PARK-GATE-B2-001 | Medium | preventive_and_condition_based | 15 | SPARE-BARRIER-GATE | https://example.com/om_manuals/PARK-GATE-B2-001.pdf |  | Quarterly | O&M Team
IAQ-L01-001 | Indoor Air Quality Sensor L01-001 | CMMS-IAQ-L01-001 | Medium | preventive_and_condition_based | 15 | SPARE-IAQ-SENSOR | https://example.com/om_manuals/IAQ-L01-001.pdf |  | Quarterly | O&M Team
OCC-L01-001 | Occupancy Sensor L01-001 | CMMS-OCC-L01-001 | Medium | preventive_and_condition_based | 15 | SPARE-OCCUPANCY-SENSOR | https://example.com/om_manuals/OCC-L01-001.pdf |  | Quarterly | O&M Team
IAQ-L02-001 | Indoor Air Quality Sensor L02-001 | CMMS-IAQ-L02-001 | Medium | preventive_and_condition_based | 15 | SPARE-IAQ-SENSOR | https://example.com/om_manuals/IAQ-L02-001.pdf |  | Quarterly | O&M Team
OCC-L02-001 | Occupancy Sensor L02-001 | CMMS-OCC-L02-001 | Medium | preventive_and_condition_based | 15 | SPARE-OCCUPANCY-SENSOR | https://example.com/om_manuals/OCC-L02-001.pdf |  | Quarterly | O&M Team
IAQ-L05-001 | Indoor Air Quality Sensor L05-001 | CMMS-IAQ-L05-001 | Medium | preventive_and_condition_based | 15 | SPARE-IAQ-SENSOR | https://example.com/om_manuals/IAQ-L05-001.pdf |  | Quarterly | O&M Team
OCC-L05-001 | Occupancy Sensor L05-001 | CMMS-OCC-L05-001 | Medium | preventive_and_condition_based | 15 | SPARE-OCCUPANCY-SENSOR | https://example.com/om_manuals/OCC-L05-001.pdf |  | Quarterly | O&M Team
IAQ-L10-001 | Indoor Air Quality Sensor L10-001 | CMMS-IAQ-L10-001 | Medium | preventive_and_condition_based | 15 | SPARE-IAQ-SENSOR | https://example.com/om_manuals/IAQ-L10-001.pdf |  | Quarterly | O&M Team
OCC-L10-001 | Occupancy Sensor L10-001 | CMMS-OCC-L10-001 | Medium | preventive_and_condition_based | 15 | SPARE-OCCUPANCY-SENSOR | https://example.com/om_manuals/OCC-L10-001.pdf |  | Quarterly | O&M Team
IAQ-L20-001 | Indoor Air Quality Sensor L20-001 | CMMS-IAQ-L20-001 | Medium | preventive_and_condition_based | 15 | SPARE-IAQ-SENSOR | https://example.com/om_manuals/IAQ-L20-001.pdf |  | Quarterly | O&M Team
OCC-L20-001 | Occupancy Sensor L20-001 | CMMS-OCC-L20-001 | Medium | preventive_and_condition_based | 15 | SPARE-OCCUPANCY-SENSOR | https://example.com/om_manuals/OCC-L20-001.pdf |  | Quarterly | O&M Team
PWR-METER-MAIN-001 | Main Power Meter 01 | CMMS-PWR-METER-MAIN-001 | High | preventive_and_condition_based | 15 | SPARE-POWER-METER | https://example.com/om_manuals/PWR-METER-MAIN-001.pdf |  | Quarterly | O&M Team
SOLAR-INV-001 | Solar Inverter 01 | CMMS-SOLAR-INV-001 | Medium | preventive_and_condition_based | 15 | SPARE-INVERTER | https://example.com/om_manuals/SOLAR-INV-001.pdf |  | Quarterly | O&M Team

## 15_Documents
15 Documents | Tài liệu O&M, bản vẽ, manual, warranty, test report.
document_id | asset_id | document_type | document_name | file_name | file_url_or_cde_path | source_model_id | revision | status | remarks
DOC-CHILLER-001 | CHILLER-001 | O&M Manual | O&M Manual for Water Cooled Chiller 01 | CHILLER-001.pdf | https://example.com/om_manuals/CHILLER-001.pdf | IFC-MEP-001 | AB-2026-06-01 | Pending
DOC-CHILLER-002 | CHILLER-002 | O&M Manual | O&M Manual for Water Cooled Chiller 02 | CHILLER-002.pdf | https://example.com/om_manuals/CHILLER-002.pdf | IFC-MEP-001 | AB-2026-06-01 | Pending
DOC-CHWP-001 | CHWP-001 | O&M Manual | O&M Manual for Chilled Water Pump 01 | CHWP-001.pdf | https://example.com/om_manuals/CHWP-001.pdf | IFC-MEP-001 | AB-2026-06-01 | Pending
DOC-CHWP-002 | CHWP-002 | O&M Manual | O&M Manual for Chilled Water Pump 02 | CHWP-002.pdf | https://example.com/om_manuals/CHWP-002.pdf | IFC-MEP-001 | AB-2026-06-01 | Pending
DOC-CWP-001 | CWP-001 | O&M Manual | O&M Manual for Condenser Water Pump 01 | CWP-001.pdf | https://example.com/om_manuals/CWP-001.pdf | IFC-MEP-001 | AB-2026-06-01 | Pending
DOC-CT-001 | CT-001 | O&M Manual | O&M Manual for Cooling Tower 01 | CT-001.pdf | https://example.com/om_manuals/CT-001.pdf | IFC-MEP-001 | AB-2026-06-01 | Pending
DOC-AHU-L04-001 | AHU-L04-001 | O&M Manual | O&M Manual for Air Handling Unit L04-01 | AHU-L04-001.pdf | https://example.com/om_manuals/AHU-L04-001.pdf | IFC-MEP-001 | AB-2026-06-01 | Pending
DOC-FCU-L02-001 | FCU-L02-001 | O&M Manual | O&M Manual for Fan Coil Unit L02-001 | FCU-L02-001.pdf | https://example.com/om_manuals/FCU-L02-001.pdf | IFC-MEP-001 | AB-2026-06-01 | Pending
DOC-VAV-L02-001 | VAV-L02-001 | O&M Manual | O&M Manual for VAV Box L02-001 | VAV-L02-001.pdf | https://example.com/om_manuals/VAV-L02-001.pdf | IFC-MEP-001 | AB-2026-06-01 | Pending
DOC-FCU-L05-001 | FCU-L05-001 | O&M Manual | O&M Manual for Fan Coil Unit L05-001 | FCU-L05-001.pdf | https://example.com/om_manuals/FCU-L05-001.pdf | IFC-MEP-001 | AB-2026-06-01 | Pending
DOC-VAV-L05-001 | VAV-L05-001 | O&M Manual | O&M Manual for VAV Box L05-001 | VAV-L05-001.pdf | https://example.com/om_manuals/VAV-L05-001.pdf | IFC-MEP-001 | AB-2026-06-01 | Pending
DOC-FCU-L10-001 | FCU-L10-001 | O&M Manual | O&M Manual for Fan Coil Unit L10-001 | FCU-L10-001.pdf | https://example.com/om_manuals/FCU-L10-001.pdf | IFC-MEP-001 | AB-2026-06-01 | Pending
DOC-VAV-L10-001 | VAV-L10-001 | O&M Manual | O&M Manual for VAV Box L10-001 | VAV-L10-001.pdf | https://example.com/om_manuals/VAV-L10-001.pdf | IFC-MEP-001 | AB-2026-06-01 | Pending
DOC-FCU-L20-001 | FCU-L20-001 | O&M Manual | O&M Manual for Fan Coil Unit L20-001 | FCU-L20-001.pdf | https://example.com/om_manuals/FCU-L20-001.pdf | IFC-MEP-001 | AB-2026-06-01 | Pending
DOC-VAV-L20-001 | VAV-L20-001 | O&M Manual | O&M Manual for VAV Box L20-001 | VAV-L20-001.pdf | https://example.com/om_manuals/VAV-L20-001.pdf | IFC-MEP-001 | AB-2026-06-01 | Pending
DOC-TR-001 | TR-001 | O&M Manual | O&M Manual for Transformer 01 | TR-001.pdf | https://example.com/om_manuals/TR-001.pdf | IFC-MEP-001 | AB-2026-06-01 | Pending
DOC-MDB-001 | MDB-001 | O&M Manual | O&M Manual for Main Distribution Board 01 | MDB-001.pdf | https://example.com/om_manuals/MDB-001.pdf | IFC-MEP-001 | AB-2026-06-01 | Pending
DOC-ATS-001 | ATS-001 | O&M Manual | O&M Manual for Automatic Transfer Switch 01 | ATS-001.pdf | https://example.com/om_manuals/ATS-001.pdf | IFC-MEP-001 | AB-2026-06-01 | Pending
DOC-GEN-001 | GEN-001 | O&M Manual | O&M Manual for Diesel Generator 01 | GEN-001.pdf | https://example.com/om_manuals/GEN-001.pdf | IFC-MEP-001 | AB-2026-06-01 | Pending
DOC-UPS-001 | UPS-001 | O&M Manual | O&M Manual for UPS System 01 | UPS-001.pdf | https://example.com/om_manuals/UPS-001.pdf | IFC-MEP-001 | AB-2026-06-01 | Pending
DOC-LP-L01-001 | LP-L01-001 | O&M Manual | O&M Manual for Lighting Panel L01-001 | LP-L01-001.pdf | https://example.com/om_manuals/LP-L01-001.pdf | IFC-MEP-001 | AB-2026-06-01 | Pending
DOC-LP-L02-001 | LP-L02-001 | O&M Manual | O&M Manual for Lighting Panel L02-001 | LP-L02-001.pdf | https://example.com/om_manuals/LP-L02-001.pdf | IFC-MEP-001 | AB-2026-06-01 | Pending
DOC-LP-L05-001 | LP-L05-001 | O&M Manual | O&M Manual for Lighting Panel L05-001 | LP-L05-001.pdf | https://example.com/om_manuals/LP-L05-001.pdf | IFC-MEP-001 | AB-2026-06-01 | Pending
DOC-LP-L10-001 | LP-L10-001 | O&M Manual | O&M Manual for Lighting Panel L10-001 | LP-L10-001.pdf | https://example.com/om_manuals/LP-L10-001.pdf | IFC-MEP-001 | AB-2026-06-01 | Pending
DOC-LP-L20-001 | LP-L20-001 | O&M Manual | O&M Manual for Lighting Panel L20-001 | LP-L20-001.pdf | https://example.com/om_manuals/LP-L20-001.pdf | IFC-MEP-001 | AB-2026-06-01 | Pending
DOC-FIRE-PUMP-001 | FIRE-PUMP-001 | O&M Manual | O&M Manual for Main Fire Pump 01 | FIRE-PUMP-001.pdf | https://example.com/om_manuals/FIRE-PUMP-001.pdf | IFC-MEP-001 | AB-2026-06-01 | Pending
DOC-JOCKEY-PUMP-001 | JOCKEY-PUMP-001 | O&M Manual | O&M Manual for Jockey Pump 01 | JOCKEY-PUMP-001.pdf | https://example.com/om_manuals/JOCKEY-PUMP-001.pdf | IFC-MEP-001 | AB-2026-06-01 | Pending
DOC-FACP-001 | FACP-001 | O&M Manual | O&M Manual for Fire Alarm Control Panel | FACP-001.pdf | https://example.com/om_manuals/FACP-001.pdf | IFC-MEP-001 | AB-2026-06-01 | Pending
DOC-SMOKE-B2-001 | SMOKE-B2-001 | O&M Manual | O&M Manual for Smoke Detector B2-001 | SMOKE-B2-001.pdf | https://example.com/om_manuals/SMOKE-B2-001.pdf | IFC-MEP-001 | AB-2026-06-01 | Pending
DOC-SPRINKLER-B2-001 | SPRINKLER-B2-001 | O&M Manual | O&M Manual for Sprinkler Zone Valve B2-001 | SPRINKLER-B2-001.pdf | https://example.com/om_manuals/SPRINKLER-B2-001.pdf | IFC-MEP-001 | AB-2026-06-01 | Pending
DOC-SMOKE-L01-001 | SMOKE-L01-001 | O&M Manual | O&M Manual for Smoke Detector L01-001 | SMOKE-L01-001.pdf | https://example.com/om_manuals/SMOKE-L01-001.pdf | IFC-MEP-001 | AB-2026-06-01 | Pending
DOC-SPRINKLER-L01-001 | SPRINKLER-L01-001 | O&M Manual | O&M Manual for Sprinkler Zone Valve L01-001 | SPRINKLER-L01-001.pdf | https://example.com/om_manuals/SPRINKLER-L01-001.pdf | IFC-MEP-001 | AB-2026-06-01 | Pending
DOC-SMOKE-L02-001 | SMOKE-L02-001 | O&M Manual | O&M Manual for Smoke Detector L02-001 | SMOKE-L02-001.pdf | https://example.com/om_manuals/SMOKE-L02-001.pdf | IFC-MEP-001 | AB-2026-06-01 | Pending
DOC-SPRINKLER-L02-001 | SPRINKLER-L02-001 | O&M Manual | O&M Manual for Sprinkler Zone Valve L02-001 | SPRINKLER-L02-001.pdf | https://example.com/om_manuals/SPRINKLER-L02-001.pdf | IFC-MEP-001 | AB-2026-06-01 | Pending
DOC-SMOKE-L05-001 | SMOKE-L05-001 | O&M Manual | O&M Manual for Smoke Detector L05-001 | SMOKE-L05-001.pdf | https://example.com/om_manuals/SMOKE-L05-001.pdf | IFC-MEP-001 | AB-2026-06-01 | Pending
DOC-SPRINKLER-L05-001 | SPRINKLER-L05-001 | O&M Manual | O&M Manual for Sprinkler Zone Valve L05-001 | SPRINKLER-L05-001.pdf | https://example.com/om_manuals/SPRINKLER-L05-001.pdf | IFC-MEP-001 | AB-2026-06-01 | Pending
DOC-SMOKE-L10-001 | SMOKE-L10-001 | O&M Manual | O&M Manual for Smoke Detector L10-001 | SMOKE-L10-001.pdf | https://example.com/om_manuals/SMOKE-L10-001.pdf | IFC-MEP-001 | AB-2026-06-01 | Pending
DOC-SPRINKLER-L10-001 | SPRINKLER-L10-001 | O&M Manual | O&M Manual for Sprinkler Zone Valve L10-001 | SPRINKLER-L10-001.pdf | https://example.com/om_manuals/SPRINKLER-L10-001.pdf | IFC-MEP-001 | AB-2026-06-01 | Pending
DOC-SMOKE-L20-001 | SMOKE-L20-001 | O&M Manual | O&M Manual for Smoke Detector L20-001 | SMOKE-L20-001.pdf | https://example.com/om_manuals/SMOKE-L20-001.pdf | IFC-MEP-001 | AB-2026-06-01 | Pending
DOC-SPRINKLER-L20-001 | SPRINKLER-L20-001 | O&M Manual | O&M Manual for Sprinkler Zone Valve L20-001 | SPRINKLER-L20-001.pdf | https://example.com/om_manuals/SPRINKLER-L20-001.pdf | IFC-MEP-001 | AB-2026-06-01 | Pending
DOC-DOM-PUMP-001 | DOM-PUMP-001 | O&M Manual | O&M Manual for Domestic Water Pump 01 | DOM-PUMP-001.pdf | https://example.com/om_manuals/DOM-PUMP-001.pdf | IFC-MEP-001 | AB-2026-06-01 | Pending
DOC-SUMP-PUMP-B2-001 | SUMP-PUMP-B2-001 | O&M Manual | O&M Manual for Sump Pump B2-001 | SUMP-PUMP-B2-001.pdf | https://example.com/om_manuals/SUMP-PUMP-B2-001.pdf | IFC-MEP-001 | AB-2026-06-01 | Pending
DOC-WATER-METER-001 | WATER-METER-001 | O&M Manual | O&M Manual for Main Water Meter 01 | WATER-METER-001.pdf | https://example.com/om_manuals/WATER-METER-001.pdf | IFC-MEP-001 | AB-2026-06-01 | Pending
DOC-WATER-TANK-B2-001 | WATER-TANK-B2-001 | O&M Manual | O&M Manual for Domestic Water Tank B2 | WATER-TANK-B2-001.pdf | https://example.com/om_manuals/WATER-TANK-B2-001.pdf | IFC-MEP-001 | AB-2026-06-01 | Pending
DOC-LIFT-01 | LIFT-01 | O&M Manual | O&M Manual for Passenger Lift 01 | LIFT-01.pdf | https://example.com/om_manuals/LIFT-01.pdf | IFC-MEP-001 | AB-2026-06-01 | Pending
DOC-LIFT-02 | LIFT-02 | O&M Manual | O&M Manual for Passenger Lift 02 | LIFT-02.pdf | https://example.com/om_manuals/LIFT-02.pdf | IFC-MEP-001 | AB-2026-06-01 | Pending
DOC-LIFT-03 | LIFT-03 | O&M Manual | O&M Manual for Passenger Lift 03 | LIFT-03.pdf | https://example.com/om_manuals/LIFT-03.pdf | IFC-MEP-001 | AB-2026-06-01 | Pending
DOC-LIFT-04 | LIFT-04 | O&M Manual | O&M Manual for Passenger Lift 04 | LIFT-04.pdf | https://example.com/om_manuals/LIFT-04.pdf | IFC-MEP-001 | AB-2026-06-01 | Pending
DOC-ESC-L01-001 | ESC-L01-001 | O&M Manual | O&M Manual for Escalator L01-001 | ESC-L01-001.pdf | https://example.com/om_manuals/ESC-L01-001.pdf | IFC-MEP-001 | AB-2026-06-01 | Pending
DOC-CCTV-B2-001 | CCTV-B2-001 | O&M Manual | O&M Manual for CCTV Camera B2-001 | CCTV-B2-001.pdf | https://example.com/om_manuals/CCTV-B2-001.pdf | IFC-MEP-001 | AB-2026-06-01 | Pending

## 16_FieldDictionary
16 FieldDictionary | Từ điển trường dữ liệu.
field_path | description | responsible_party | required | source_or_standard
IFC_Objects.ifc_name | Tên đối tượng gốc trong IFC/Revit. Đây là Name quan trọng để đối chiếu model. | BIM | Yes | IFC Name / Revit Element Name
IFC_Metadata.metadata_key | Tên metadata/property/parameter. Không cố định số lượng cột. | BIM/MEP/O&M | Conditional | Pset hoặc Revit Parameter
IFC_Metadata.metadata_value | Giá trị metadata tương ứng từng key. | BIM/MEP/O&M | Conditional | Value
Assets.asset_id | Mã asset vận hành duy nhất trong Digital Twin/CMMS. | O&M/PO | Yes | DTP Master Key
Assets.ifc_guid | Khóa liên kết object BIM/IFC. | BIM | Yes | IFC GlobalId
Assets.uniclass_code | Mã phân loại Uniclass nếu dự án áp dụng. | BIM/Classification | Conditional/Recommended | Uniclass
Assets.omniclass_code | Mã phân loại OmniClass theo khuyến nghị Vinhomes hoặc dự án. | BIM/Classification | Conditional/Recommended | OmniClass
Devices.device_id | Mã device/controller/gateway logical kết nối dữ liệu. | BMS/IoT | Yes if realtime | DTP Device Key
Points.point_id | Mã điểm dữ liệu BMS/IoT/command/status. | BMS/IoT | Yes if realtime | BMS Point Key
Points.writable | Có cho phép ghi lệnh điều khiển hay không. | BMS/O&M/Security | Yes | Safety Control
CMMS_O&M.cmms_asset_id | Mã tài sản trong hệ thống bảo trì. | O&M/CMMS | Yes for maintainable asset | CMMS Key

## 17_NamingRules
17 NamingRules | Quy định đặt tên Asset/Device/Point/Gateway/IFC Name/Parameter.
object | pattern | example | rule_note
Asset ID | <ProjectCode>.<FacilityCode>-<SystemCode>-<AssetTypeCode>-<LevelCode>-<Seq> | VHOP1.TA-DH-AHU-L04-0001 | Viết hoa, không dấu, không khoảng trắng; dấu chấm cho Project.Facility; dấu gạch ngang tách trường. Có thể dùng dạng ngắn AHU-L04-001 khi phạm vi trong 1 tòa nhà đã rõ.
Device ID | DEV-<AssetID>-<DeviceType>-<Seq> | DEV-VHOP1.TA-DH-AHU-L04-0001-DDC-01 | Device là controller/sensor/meter/gateway logical; không dùng tên BMS point làm device.
Point ID | PT-<AssetID>-<PointKindCode>-<Seq> | PT-VHOP1.TA-DH-AHU-L04-0001-TEMP-01 | Một point chỉ nên có một owner asset chính. Point điều khiển phải có writable=true và kiểm soát an toàn.
Gateway ID | GW-<ProjectCode>.<FacilityCode>-<ProtocolCode>-<Seq> | GW-VHOP1.TA-BACNET-01 | Gateway phục vụ tích hợp; có thể là asset IT/OT nếu cần quản lý bảo trì.
IFC Object Name | Theo quy định BIM Vinhomes: tên cấu kiện tiếng Việt không dấu, ngắn gọn, viết hoa đầu từ; viết tắt toàn bộ nếu là acronym. | Bo Xu Ly Khong Khi AHU 01 | Name là tên hiển thị/đối chiếu, không thay thế asset_id/ifc_guid.
Parameter Name | <Thuộc tính 1>_<Thuộc tính 2>_<Thuộc tính 3> | DTP_Asset_ID | Không đưa đơn vị vào tên parameter; dùng cùng parameter cho cùng tính chất.
File Name | [Project]-[Originator]-[Zone/System]-[Level]-[FileType]-[Discipline]-[Seq] | Q9.VP-VTK-TA-01-IE-MEP-0001 | Theo quy định Vinhomes về tên tệp tin 7 trường.

## 18_Standards_Assessment
18 Standards Assessment | Nhận xét/thẩm định theo OpenBIM, ISO 19650, COBie, Uniclass, OmniClass, Vinhomes BIM.
standard_or_requirement | assessment | evidence_in_template | gap_or_action
OpenBIM / IFC | Phù hợp ở mức tốt | Bổ sung IFC_Objects, ifc_guid, ifc_name, ifc_entity, IFC_Metadata dạng key-value, Asset_IFC_Mapping. | Cần đảm bảo giữ nguyên IFC GlobalId sau mỗi lần export; không dùng Name làm khóa chính.
ISO 19650 | Phù hợp ở mức khá/tốt | Có CDE/source model/revision/checksum/review status/responsibility; Excel làm container thông tin trước khi sinh JSON. | Cần đưa BEP/EIR/OIR/AIR/PIR dự án vào sheet Project hoặc tài liệu quy định nếu áp dụng chính thức.
COBie | Phù hợp ở mức khá | COBie có Contact/Facility/Floor/Space/Zone/Type/Component/System/Attribute/Document/Job và DTP extensions. | Device/Point/Gateway không thuộc COBie lõi nên đưa vào DTP_Ext_* là hợp lý.
Uniclass | Có trường chờ mapping | Assets có uniclass_code; metadata có mapped_to_json_path. | Cần phát hành lookup mã Uniclass theo từng loại asset dự án; không nên để placeholder khi nghiệm thu.
OmniClass | Phù hợp với khuyến nghị Vinhomes | Assets có omniclass_code và local_classification. | Vinhomes khuyến nghị OmniClass; cần xác định table áp dụng cho product/equipment/space/system.
Vinhomes BIM Naming | Đã bổ sung nhưng cần cấu hình dự án | Có quy định đặt tên asset/device/point theo logic Vinhomes: không dấu, ngắn gọn, ký tự chuẩn, phân tách rõ trường. | Cần thống nhất mã dự án, mã khối, mã tầng, mã bộ môn, mã hệ thống trong BEP.
LOD/LOI Vinhomes | Đã bổ sung lớp LOI bắt buộc | IFC_Metadata có loi_required, Assets có loi_complete; field dictionary nêu LOI bắt buộc. | Cần mapping cụ thể từ biểu mẫu LOD/LOI của Vinhomes vào từng asset_type theo từng giai đoạn.

## 19_Checklist
19 Checklist | Checklist nghiệm thu trước khi import vào DTP.
check_id | check_item | responsible_party | status | evidence | remarks
CHK-001 | IFC GUID không được thay đổi sau khi đã mapping sang DTP. | BIM/MEP/BMS/O&M | Pending
CHK-002 | Asset ID phải thống nhất với COBie Component.Name, CMMS Asset ID và mã thiết bị vận hành. | BIM/MEP/BMS/O&M | Pending
CHK-003 | Device ID là mã kết nối vật lý/logical từ BMS, DMP, VMS hoặc hệ thống IoT. | BIM/MEP/BMS/O&M | Pending
CHK-004 | Point ID là từng điểm đo/điểm trạng thái/điểm điều khiển của thiết bị. | BIM/MEP/BMS/O&M | Pending
CHK-005 | Mọi command point writable=true phải có phân quyền, audit log và cơ chế xác nhận an toàn. | BIM/MEP/BMS/O&M | Pending
CHK-006 | Tất cả asset criticality=High phải có alarm rule và quy trình bảo trì. | BIM/MEP/BMS/O&M | Pending
CHK-007 | Trước go-live phải chạy test mapping: BIM object ↔ Asset Registry ↔ BMS point ↔ 3D Viewer ↔ CMMS. | BIM/MEP/BMS/O&M | Pending
VAL-001 | asset_id is required and unique | DTP/BIM QA | Pending | error
VAL-002 | Each maintainable asset must have ifc_guid, space_id, zone_id and cmms_asset_id | DTP/BIM QA | Pending | error
VAL-003 | Each realtime asset must have at least one device and one point | DTP/BIM QA | Pending | warning
VAL-004 | Writable command points must be explicitly allowed and audited | DTP/BIM QA | Pending | error
VAL-005 | Units must follow project unit_system | DTP/BIM QA | Pending | warning
VAL-006 | Do not use BIM object name as the only integration key; use ifc_guid and asset_id | DTP/BIM QA | Pending | error

## 99_Lookups
Lookup values
SystemCode |  | DisciplineCode |  | PointKindCode |  | Protocol | Criticality | ReviewStatus | YesNo
HVAC | DH | Architecture | KT | status | STS | BACnet/IP | Low | Pending | Yes
Electrical | DI | Structure | KC | fault | FLT | MQTT | Medium | In Review | No
Fire Fighting | PC | HVAC | DH | temperature | TEMP | Modbus TCP | High | Verified | Conditional
Fire Alarm | PC | Electrical | DI | humidity | HUM | ONVIF/RTSP/REST | Critical | Rejected
Plumbing | NU | Fire Fighting | PC | co2 | CO2 | REST API |  | Approved
Drainage | NU | Fire Alarm | PC | power | PWR
Vertical Transportation | DN | Plumbing | NU | energy | ENR
Security | DN | Drainage | NU | setpoint | SP
Access Control | DN | Vertical Transportation | DN | pressure | PRS
Parking | DN | Security | DN | flow | FLW
Environmental Monitoring | DN | Access Control | DN | level | LVL
Occupancy | DN | Parking | DN | fire_alarm | FAL
Energy Metering | DI | Environmental Monitoring | DN | voltage | VLT
Renewable Energy | DI | Occupancy | DN | current | CUR
|  | Energy Metering | DI | position | POS
|  | Renewable Energy | DI | tamper | TMP
|  | MEP | MEP | count | CNT
|  |  |  | occupancy | OCC

## COBie_Contact
COBie Contact | COBie export view generated from DTP Master sheets. Do not edit separately; edit source DTP sheets.
Email | CreatedBy | CreatedOn | Category | Company | Phone | ExternalSystem | ExternalObject | ExternalIdentifier | Department | OrganizationCode
bim.contractor@example.com | DTP_Template | 2026-06-05 | BIM Contractor | BIM Contractor |  | DTP | Contact | BIM-CONTRACTOR | BIM | VTK
om@example.com | DTP_Template | 2026-06-05 | O&M | O&M Team |  | DTP | Contact | OM-TEAM | O&M | OM

## COBie_Facility
COBie Facility | COBie export view generated from DTP Master sheets. Do not edit separately; edit source DTP sheets.
Name | CreatedBy | CreatedOn | Category | ProjectName | SiteName | LinearUnits | AreaUnits | VolumeUnits | CurrencyUnit | AreaMeasurement | ExternalSystem | ExternalProjectObject | ExternalProjectIdentifier | ExternalSiteObject | ExternalSiteIdentifier | ExternalFacilityObject | ExternalFacilityIdentifier | Description | ProjectId | DTP_Source_Sheet | DTP_Source_Key
Office Tower A | DTP_Template | 2026-06-05 | Commercial Office Building | Digital Twin Office Tower Demo | Hanoi, Vietnam | m | m2 | m3 | VND | Gross | DTP | Project | DTP-DEMO-BLDG-001 | Site | Hanoi, Vietnam | Facility | FAC-OFFICE-TOWER-A | Chuyển giao dữ liệu BIM/IFC/COBie sang Digital Twin Platform phục vụ vận hành, giám sát, bảo trì và tích hợp BMS/IoT. | DTP-DEMO-BLDG-001 | 01_Project_Facility | FAC-OFFICE-TOWER-A

## COBie_Floor
COBie Floor | COBie export view generated from DTP Master sheets. Do not edit separately; edit source DTP sheets.
Name | CreatedBy | CreatedOn | Category | ExtSystem | ExtObject | ExtIdentifier | Description | Elevation | Height | DTP_Source_Sheet | DTP_Source_Key
Basement 2 | DTP_Template | 2026-06-05 | Floor | IFC | IfcBuildingStorey | 7bb212d3-67e7-425b-b40b-83dbc42526f7 | B2 | -7.2 |  | 03_Floors | FL-B2
Basement 1 | DTP_Template | 2026-06-05 | Floor | IFC | IfcBuildingStorey | cbf4c86f-d47b-4a15-8158-20c35f2638e8 | B1 | -3.6 |  | 03_Floors | FL-B1
Level 1 | DTP_Template | 2026-06-05 | Floor | IFC | IfcBuildingStorey | e106a984-b5d1-48a7-a180-da9a5efd100c | L01 | 0 |  | 03_Floors | FL-L01
Level 2 | DTP_Template | 2026-06-05 | Floor | IFC | IfcBuildingStorey | acc4a3ce-7927-49eb-8a4b-e7300ee3aea4 | L02 | 4.2 |  | 03_Floors | FL-L02
Level 3 | DTP_Template | 2026-06-05 | Floor | IFC | IfcBuildingStorey | 2e373ce9-c4c5-49a5-bac9-12c0ecf3dfec | L03 | 8.4 |  | 03_Floors | FL-L03
Level 4 | DTP_Template | 2026-06-05 | Floor | IFC | IfcBuildingStorey | 44e58165-1e75-45c4-85e2-34a65caaa193 | L04 | 12.6 |  | 03_Floors | FL-L04
Level 5 | DTP_Template | 2026-06-05 | Floor | IFC | IfcBuildingStorey | 7537ea3c-4cda-43e9-977f-140923654450 | L05 | 16.8 |  | 03_Floors | FL-L05
Level 10 | DTP_Template | 2026-06-05 | Floor | IFC | IfcBuildingStorey | cdc46e8e-c4bc-4fd7-942f-0f666f4d734d | L10 | 37.8 |  | 03_Floors | FL-L10
Level 20 | DTP_Template | 2026-06-05 | Floor | IFC | IfcBuildingStorey | 9efd4210-c86b-42cb-98b0-2d421831088b | L20 | 79.8 |  | 03_Floors | FL-L20
Roof | DTP_Template | 2026-06-05 | Floor | IFC | IfcBuildingStorey | 92a984c9-2ba1-4d14-8ea9-00b82c8bcc9b | ROOF | 84 |  | 03_Floors | FL-ROOF

## COBie_Space
COBie Space | COBie export view generated from DTP Master sheets. Do not edit separately; edit source DTP sheets.
Name | CreatedBy | CreatedOn | Category | FloorName | Description | ExtSystem | ExtObject | ExtIdentifier | RoomTag | UsableHeight | GrossArea | NetArea | DTP_Space_ID | DTP_Source_Sheet | DTP_Source_Key
Parking Zone A | DTP_Template | 2026-06-05 | Parking | Basement 2 | Parking Zone A | IFC | IfcSpace | 73769a44-6253-4800-9012-e9de9c37b660 | SP-B2-PARKING-A |  | 1200 | 1200 | SP-B2-PARKING-A | 04_Spaces | SP-B2-PARKING-A
Water Tank Room | DTP_Template | 2026-06-05 | MEP Room | Basement 2 | Water Tank Room | IFC | IfcSpace | 4e6f46ae-dc5c-40c9-a10c-c15bb1313ce0 | SP-B2-WATER-TANK |  | 260 | 260 | SP-B2-WATER-TANK | 04_Spaces | SP-B2-WATER-TANK
Chiller Plant Room | DTP_Template | 2026-06-05 | MEP Room | Basement 1 | Chiller Plant Room | IFC | IfcSpace | a8793967-6f0e-45b4-af01-540dda7c0d97 | SP-B1-CHILLER |  | 420 | 420 | SP-B1-CHILLER | 04_Spaces | SP-B1-CHILLER
Fire Pump Room | DTP_Template | 2026-06-05 | MEP Room | Basement 1 | Fire Pump Room | IFC | IfcSpace | 35a75595-b9c9-49d4-8cec-bc899b8783ef | SP-B1-FIRE-PUMP |  | 160 | 160 | SP-B1-FIRE-PUMP | 04_Spaces | SP-B1-FIRE-PUMP
Main Lobby | DTP_Template | 2026-06-05 | Public Area | Level 1 | Main Lobby | IFC | IfcSpace | b8c30088-0105-4dcd-8b69-0636b1c288fd | SP-L01-LOBBY |  | 650 | 650 | SP-L01-LOBBY | 04_Spaces | SP-L01-LOBBY
Security Control Room | DTP_Template | 2026-06-05 | Control Room | Level 1 | Security Control Room | IFC | IfcSpace | a15e4326-528a-4cf4-9b3d-d21325b2f147 | SP-L01-SECURITY |  | 75 | 75 | SP-L01-SECURITY | 04_Spaces | SP-L01-SECURITY
Office Area A | DTP_Template | 2026-06-05 | Office | Level 2 | Office Area A | IFC | IfcSpace | e8e9c886-caba-4519-8d8b-99149d7e454b | SP-L02-OFFICE-A |  | 900 | 900 | SP-L02-OFFICE-A | 04_Spaces | SP-L02-OFFICE-A
Meeting Suite | DTP_Template | 2026-06-05 | Office | Level 3 | Meeting Suite | IFC | IfcSpace | 6be8d72a-7276-4f29-964b-d73e09b1a848 | SP-L03-MEETING |  | 520 | 520 | SP-L03-MEETING | 04_Spaces | SP-L03-MEETING
AHU Room Level 4 | DTP_Template | 2026-06-05 | MEP Room | Level 4 | AHU Room Level 4 | IFC | IfcSpace | bfd40a4a-8620-48c2-96f6-e96102b58c73 | SP-L04-AHU |  | 85 | 85 | SP-L04-AHU | 04_Spaces | SP-L04-AHU
Office Area A | DTP_Template | 2026-06-05 | Office | Level 5 | Office Area A | IFC | IfcSpace | e3874e13-a653-4708-b7e8-e4ad5dd19612 | SP-L05-OFFICE-A |  | 900 | 900 | SP-L05-OFFICE-A | 04_Spaces | SP-L05-OFFICE-A
Office Area A | DTP_Template | 2026-06-05 | Office | Level 10 | Office Area A | IFC | IfcSpace | d8a09ea1-2798-4b47-ae7c-4b61e43764aa | SP-L10-OFFICE-A |  | 900 | 900 | SP-L10-OFFICE-A | 04_Spaces | SP-L10-OFFICE-A
Office Area A | DTP_Template | 2026-06-05 | Office | Level 20 | Office Area A | IFC | IfcSpace | ca1e8a08-3266-4c55-8e73-4448464527f0 | SP-L20-OFFICE-A |  | 900 | 900 | SP-L20-OFFICE-A | 04_Spaces | SP-L20-OFFICE-A
Lift Machine Room | DTP_Template | 2026-06-05 | MEP Room | Roof | Lift Machine Room | IFC | IfcSpace | 212a504f-606a-4b35-93f3-2f8e16ababea | SP-ROOF-ELEV-MACHINE |  | 120 | 120 | SP-ROOF-ELEV-MACHINE | 04_Spaces | SP-ROOF-ELEV-MACHINE
Rooftop Solar Area | DTP_Template | 2026-06-05 | Technical Area | Roof | Rooftop Solar Area | IFC | IfcSpace | 9e4106af-fa5e-428a-a6bc-6109af0ada7b | SP-ROOF-SOLAR |  | 500 | 500 | SP-ROOF-SOLAR | 04_Spaces | SP-ROOF-SOLAR

## COBie_Zone
COBie Zone | COBie export view generated from DTP Master sheets. Do not edit separately; edit source DTP sheets.
Name | CreatedBy | CreatedOn | Category | SpaceNames | Description | DTP_Zone_ID | DTP_Source_Sheet | DTP_Source_Key
HVAC Plant Zone | DTP_Template | 2026-06-05 | HVAC | SP-B1-CHILLER | DTP operational zone | ZONE-HVAC-B1-PLANT | 05_Zones | ZONE-HVAC-B1-PLANT
Fire Protection Zone B1 | DTP_Template | 2026-06-05 | Fire Fighting | SP-B1-FIRE-PUMP | DTP operational zone | ZONE-FIRE-B1 | 05_Zones | ZONE-FIRE-B1
Public Lobby Zone | DTP_Template | 2026-06-05 | Occupancy/Security | SP-L01-LOBBY,SP-L01-SECURITY | DTP operational zone | ZONE-PUBLIC-L01 | 05_Zones | ZONE-PUBLIC-L01
Office HVAC & Occupancy Zone L02 | DTP_Template | 2026-06-05 | HVAC/Occupancy | SP-L02-OFFICE-A | DTP operational zone | ZONE-OFFICE-L02 | 05_Zones | ZONE-OFFICE-L02
Office HVAC & Occupancy Zone L05 | DTP_Template | 2026-06-05 | HVAC/Occupancy | SP-L05-OFFICE-A | DTP operational zone | ZONE-OFFICE-L05 | 05_Zones | ZONE-OFFICE-L05
Office HVAC & Occupancy Zone L10 | DTP_Template | 2026-06-05 | HVAC/Occupancy | SP-L10-OFFICE-A | DTP operational zone | ZONE-OFFICE-L10 | 05_Zones | ZONE-OFFICE-L10
Office HVAC & Occupancy Zone L20 | DTP_Template | 2026-06-05 | HVAC/Occupancy | SP-L20-OFFICE-A | DTP operational zone | ZONE-OFFICE-L20 | 05_Zones | ZONE-OFFICE-L20
Roof Technical Zone | DTP_Template | 2026-06-05 | Energy/MEP | SP-ROOF-ELEV-MACHINE,SP-ROOF-SOLAR | DTP operational zone | ZONE-ROOF-TECH | 05_Zones | ZONE-ROOF-TECH

## COBie_Type
COBie Type | COBie export view generated from DTP Master sheets. Do not edit separately; edit source DTP sheets.
Name | CreatedBy | CreatedOn | Category | Description | AssetType | Manufacturer | ModelNumber | WarrantyGuarantorParts | WarrantyDurationParts | WarrantyGuarantorLabor | WarrantyDurationLabor | ReplacementCost | ExpectedLife | DurationUnit | ExtSystem | ExtObject | ExtIdentifier | DTP_Source_Sheet | DTP_Source_Key
WaterCooledChiller | DTP_Template | 2026-06-05 | Chiller Plant | Water Cooled Chiller 01 | WaterCooledChiller | Carrier | 19XR | Carrier | 24 months | Carrier | 24 months |  | 15 | years | DTP | AssetType | WaterCooledChiller | 09_Assets | WaterCooledChiller
ChilledWaterPump | DTP_Template | 2026-06-05 | Pump | Chilled Water Pump 01 | ChilledWaterPump | Grundfos | NB | Grundfos | 24 months | Grundfos | 24 months |  | 15 | years | DTP | AssetType | ChilledWaterPump | 09_Assets | ChilledWaterPump
CondenserWaterPump | DTP_Template | 2026-06-05 | Pump | Condenser Water Pump 01 | CondenserWaterPump | Generic Manufacturer | Model-Placeholder | Generic Manufacturer | 24 months | Generic Manufacturer | 24 months |  | 15 | years | DTP | AssetType | CondenserWaterPump | 09_Assets | CondenserWaterPump
CoolingTower | DTP_Template | 2026-06-05 | Cooling Tower | Cooling Tower 01 | CoolingTower | Generic Manufacturer | Model-Placeholder | Generic Manufacturer | 24 months | Generic Manufacturer | 24 months |  | 15 | years | DTP | AssetType | CoolingTower | 09_Assets | CoolingTower
AHU | DTP_Template | 2026-06-05 | Air Handling Unit | Air Handling Unit L04-01 | AHU | Daikin | AHU-X500 | Daikin | 24 months | Daikin | 24 months |  | 15 | years | DTP | AssetType | AHU | 09_Assets | AHU
FCU | DTP_Template | 2026-06-05 | Fan Coil Unit | Fan Coil Unit L02-001 | FCU | Daikin | FCU-400 | Daikin | 24 months | Daikin | 24 months |  | 15 | years | DTP | AssetType | FCU | 09_Assets | FCU
VAV | DTP_Template | 2026-06-05 | Air Terminal | VAV Box L02-001 | VAV | Generic Manufacturer | Model-Placeholder | Generic Manufacturer | 24 months | Generic Manufacturer | 24 months |  | 15 | years | DTP | AssetType | VAV | 09_Assets | VAV
Transformer | DTP_Template | 2026-06-05 | Transformer | Transformer 01 | Transformer | Generic Manufacturer | Model-Placeholder | Generic Manufacturer | 24 months | Generic Manufacturer | 24 months |  | 15 | years | DTP | AssetType | Transformer | 09_Assets | Transformer
MDB | DTP_Template | 2026-06-05 | Distribution Board | Main Distribution Board 01 | MDB | Generic Manufacturer | Model-Placeholder | Generic Manufacturer | 24 months | Generic Manufacturer | 24 months |  | 15 | years | DTP | AssetType | MDB | 09_Assets | MDB
ATS | DTP_Template | 2026-06-05 | ATS | Automatic Transfer Switch 01 | ATS | Generic Manufacturer | Model-Placeholder | Generic Manufacturer | 24 months | Generic Manufacturer | 24 months |  | 15 | years | DTP | AssetType | ATS | 09_Assets | ATS
DieselGenerator | DTP_Template | 2026-06-05 | Generator | Diesel Generator 01 | DieselGenerator | Generic Manufacturer | Model-Placeholder | Generic Manufacturer | 24 months | Generic Manufacturer | 24 months |  | 15 | years | DTP | AssetType | DieselGenerator | 09_Assets | DieselGenerator
UPS | DTP_Template | 2026-06-05 | UPS | UPS System 01 | UPS | Generic Manufacturer | Model-Placeholder | Generic Manufacturer | 24 months | Generic Manufacturer | 24 months |  | 15 | years | DTP | AssetType | UPS | 09_Assets | UPS
LP | DTP_Template | 2026-06-05 | Lighting Panel | Lighting Panel L01-001 | LP | Generic Manufacturer | Model-Placeholder | Generic Manufacturer | 24 months | Generic Manufacturer | 24 months |  | 15 | years | DTP | AssetType | LP | 09_Assets | LP
MainFirePump | DTP_Template | 2026-06-05 | Pump | Main Fire Pump 01 | MainFirePump | Generic Manufacturer | Model-Placeholder | Generic Manufacturer | 24 months | Generic Manufacturer | 24 months |  | 15 | years | DTP | AssetType | MainFirePump | 09_Assets | MainFirePump
JockeyPump | DTP_Template | 2026-06-05 | Pump | Jockey Pump 01 | JockeyPump | Generic Manufacturer | Model-Placeholder | Generic Manufacturer | 24 months | Generic Manufacturer | 24 months |  | 15 | years | DTP | AssetType | JockeyPump | 09_Assets | JockeyPump
FACP | DTP_Template | 2026-06-05 | Control Panel | Fire Alarm Control Panel | FACP | Generic Manufacturer | Model-Placeholder | Generic Manufacturer | 24 months | Generic Manufacturer | 24 months |  | 15 | years | DTP | AssetType | FACP | 09_Assets | FACP
SmokeDetector | DTP_Template | 2026-06-05 | Detector | Smoke Detector B2-001 | SmokeDetector | Generic Manufacturer | Model-Placeholder | Generic Manufacturer | 24 months | Generic Manufacturer | 24 months |  | 15 | years | DTP | AssetType | SmokeDetector | 09_Assets | SmokeDetector
SprinklerValve | DTP_Template | 2026-06-05 | Valve | Sprinkler Zone Valve B2-001 | SprinklerValve | Generic Manufacturer | Model-Placeholder | Generic Manufacturer | 24 months | Generic Manufacturer | 24 months |  | 15 | years | DTP | AssetType | SprinklerValve | 09_Assets | SprinklerValve
DomesticWaterPump | DTP_Template | 2026-06-05 | Pump | Domestic Water Pump 01 | DomesticWaterPump | Generic Manufacturer | Model-Placeholder | Generic Manufacturer | 24 months | Generic Manufacturer | 24 months |  | 15 | years | DTP | AssetType | DomesticWaterPump | 09_Assets | DomesticWaterPump
SumpPump | DTP_Template | 2026-06-05 | Pump | Sump Pump B2-001 | SumpPump | Generic Manufacturer | Model-Placeholder | Generic Manufacturer | 24 months | Generic Manufacturer | 24 months |  | 15 | years | DTP | AssetType | SumpPump | 09_Assets | SumpPump
WaterMeter | DTP_Template | 2026-06-05 | Meter | Main Water Meter 01 | WaterMeter | Generic Manufacturer | Model-Placeholder | Generic Manufacturer | 24 months | Generic Manufacturer | 24 months |  | 15 | years | DTP | AssetType | WaterMeter | 09_Assets | WaterMeter
WaterTank | DTP_Template | 2026-06-05 | Tank | Domestic Water Tank B2 | WaterTank | Generic Manufacturer | Model-Placeholder | Generic Manufacturer | 24 months | Generic Manufacturer | 24 months |  | 15 | years | DTP | AssetType | WaterTank | 09_Assets | WaterTank
PassengerLift | DTP_Template | 2026-06-05 | Lift | Passenger Lift 01 | PassengerLift | KONE | MonoSpace | KONE | 24 months | KONE | 24 months |  | 15 | years | DTP | AssetType | PassengerLift | 09_Assets | PassengerLift
Escalator | DTP_Template | 2026-06-05 | Escalator | Escalator L01-001 | Escalator | Generic Manufacturer | Model-Placeholder | Generic Manufacturer | 24 months | Generic Manufacturer | 24 months |  | 15 | years | DTP | AssetType | Escalator | 09_Assets | Escalator
IPCamera | DTP_Template | 2026-06-05 | Camera | CCTV Camera B2-001 | IPCamera | Hikvision | DS-2CD | Hikvision | 24 months | Hikvision | 24 months |  | 15 | years | DTP | AssetType | IPCamera | 09_Assets | IPCamera
AccessController | DTP_Template | 2026-06-05 | Door Controller | Access Control Door L01-001 | AccessController | Generic Manufacturer | Model-Placeholder | Generic Manufacturer | 24 months | Generic Manufacturer | 24 months |  | 15 | years | DTP | AssetType | AccessController | 09_Assets | AccessController
LPRCamera | DTP_Template | 2026-06-05 | LPR Camera | License Plate Recognition Camera B2 | LPRCamera | Generic Manufacturer | Model-Placeholder | Generic Manufacturer | 24 months | Generic Manufacturer | 24 months |  | 15 | years | DTP | AssetType | LPRCamera | 09_Assets | LPRCamera
BarrierGate | DTP_Template | 2026-06-05 | Barrier Gate | Parking Barrier Gate B2 | BarrierGate | Generic Manufacturer | Model-Placeholder | Generic Manufacturer | 24 months | Generic Manufacturer | 24 months |  | 15 | years | DTP | AssetType | BarrierGate | 09_Assets | BarrierGate
IAQSensor | DTP_Template | 2026-06-05 | IAQ Sensor | Indoor Air Quality Sensor L01-001 | IAQSensor | Generic Manufacturer | Model-Placeholder | Generic Manufacturer | 24 months | Generic Manufacturer | 24 months |  | 15 | years | DTP | AssetType | IAQSensor | 09_Assets | IAQSensor
OccupancySensor | DTP_Template | 2026-06-05 | Occupancy Sensor | Occupancy Sensor L01-001 | OccupancySensor | Generic Manufacturer | Model-Placeholder | Generic Manufacturer | 24 months | Generic Manufacturer | 24 months |  | 15 | years | DTP | AssetType | OccupancySensor | 09_Assets | OccupancySensor
PowerMeter | DTP_Template | 2026-06-05 | Power Meter | Main Power Meter 01 | PowerMeter | Generic Manufacturer | Model-Placeholder | Generic Manufacturer | 24 months | Generic Manufacturer | 24 months |  | 15 | years | DTP | AssetType | PowerMeter | 09_Assets | PowerMeter
SolarInverter | DTP_Template | 2026-06-05 | Inverter | Solar Inverter 01 | SolarInverter | Generic Manufacturer | Model-Placeholder | Generic Manufacturer | 24 months | Generic Manufacturer | 24 months |  | 15 | years | DTP | AssetType | SolarInverter | 09_Assets | SolarInverter

## COBie_Component
COBie Component | COBie export view generated from DTP Master sheets. Do not edit separately; edit source DTP sheets.
Name | CreatedBy | CreatedOn | TypeName | Space | Description | ExtSystem | ExtObject | ExtIdentifier | SerialNumber | InstallationDate | WarrantyStartDate | TagNumber | BarCode | AssetIdentifier | DTP_Asset_ID | IFC_GUID | CMMS_Asset_ID | LOI_Status | DTP_Source_Sheet | DTP_Source_Key
CHILLER-001 | DTP_Template | 2026-06-05 | WaterCooledChiller | SP-B1-CHILLER | Water Cooled Chiller 01 | IFC/DTP | IfcEnergyConversionDevice | 8ca2d6f4-d861-493a-9fba-47ec40dd32b8 | SN-CHILLER-001 | 2026-05-15 | 2026-06-01 | CHILLER-001 |  | CHILLER-001 | CHILLER-001 | 8ca2d6f4-d861-493a-9fba-47ec40dd32b8 | CMMS-CHILLER-001 | To check | 09_Assets | CHILLER-001
CHILLER-002 | DTP_Template | 2026-06-05 | WaterCooledChiller | SP-B1-CHILLER | Water Cooled Chiller 02 | IFC/DTP | IfcEnergyConversionDevice | 75256b8d-7566-435b-ad6f-fe431c268384 | SN-CHILLER-002 | 2026-05-15 | 2026-06-01 | CHILLER-002 |  | CHILLER-002 | CHILLER-002 | 75256b8d-7566-435b-ad6f-fe431c268384 | CMMS-CHILLER-002 | To check | 09_Assets | CHILLER-002
CHWP-001 | DTP_Template | 2026-06-05 | ChilledWaterPump | SP-B1-CHILLER | Chilled Water Pump 01 | IFC/DTP | IfcFlowMovingDevice | e3b13a4f-0f77-4d61-942e-fb0d2b746d10 | SN-CHWP-001 | 2026-05-15 | 2026-06-01 | CHWP-001 |  | CHWP-001 | CHWP-001 | e3b13a4f-0f77-4d61-942e-fb0d2b746d10 | CMMS-CHWP-001 | To check | 09_Assets | CHWP-001
CHWP-002 | DTP_Template | 2026-06-05 | ChilledWaterPump | SP-B1-CHILLER | Chilled Water Pump 02 | IFC/DTP | IfcFlowMovingDevice | 375672b9-c998-4f82-b686-68049252540f | SN-CHWP-002 | 2026-05-15 | 2026-06-01 | CHWP-002 |  | CHWP-002 | CHWP-002 | 375672b9-c998-4f82-b686-68049252540f | CMMS-CHWP-002 | To check | 09_Assets | CHWP-002
CWP-001 | DTP_Template | 2026-06-05 | CondenserWaterPump | SP-B1-CHILLER | Condenser Water Pump 01 | IFC/DTP | IfcFlowMovingDevice | 08bb2ecb-60df-4740-95bb-40dc1ea78f63 | SN-CWP-001 | 2026-05-15 | 2026-06-01 | CWP-001 |  | CWP-001 | CWP-001 | 08bb2ecb-60df-4740-95bb-40dc1ea78f63 | CMMS-CWP-001 | To check | 09_Assets | CWP-001
CT-001 | DTP_Template | 2026-06-05 | CoolingTower | SP-ROOF-SOLAR | Cooling Tower 01 | IFC/DTP | IfcEnergyConversionDevice | 5bfb7e78-c91b-4a89-965d-de801cb5108f | SN-CT-001 | 2026-05-15 | 2026-06-01 | CT-001 |  | CT-001 | CT-001 | 5bfb7e78-c91b-4a89-965d-de801cb5108f | CMMS-CT-001 | To check | 09_Assets | CT-001
AHU-L04-001 | DTP_Template | 2026-06-05 | AHU | SP-L04-AHU | Air Handling Unit L04-01 | IFC/DTP | IfcFlowTreatmentDevice | 6f9aa529-3c8c-41e6-a964-a3af049921c5 | SN-AHU-L04-001 | 2026-05-15 | 2026-06-01 | AHU-L04-001 |  | AHU-L04-001 | AHU-L04-001 | 6f9aa529-3c8c-41e6-a964-a3af049921c5 | CMMS-AHU-L04-001 | To check | 09_Assets | AHU-L04-001
FCU-L02-001 | DTP_Template | 2026-06-05 | FCU | SP-L02-OFFICE-A | Fan Coil Unit L02-001 | IFC/DTP | IfcFlowTerminal | 007f4839-0d75-4f3b-a264-4ff9c71bec3d | SN-FCU-L02-001 | 2026-05-15 | 2026-06-01 | FCU-L02-001 |  | FCU-L02-001 | FCU-L02-001 | 007f4839-0d75-4f3b-a264-4ff9c71bec3d | CMMS-FCU-L02-001 | To check | 09_Assets | FCU-L02-001
VAV-L02-001 | DTP_Template | 2026-06-05 | VAV | SP-L02-OFFICE-A | VAV Box L02-001 | IFC/DTP | IfcFlowController | bd651c89-4802-4f98-9c28-19f8e72f04c7 | SN-VAV-L02-001 | 2026-05-15 | 2026-06-01 | VAV-L02-001 |  | VAV-L02-001 | VAV-L02-001 | bd651c89-4802-4f98-9c28-19f8e72f04c7 | CMMS-VAV-L02-001 | To check | 09_Assets | VAV-L02-001
FCU-L05-001 | DTP_Template | 2026-06-05 | FCU | SP-L05-OFFICE-A | Fan Coil Unit L05-001 | IFC/DTP | IfcFlowTerminal | ba559227-d5d4-48ee-8b50-8bd3ebd39201 | SN-FCU-L05-001 | 2026-05-15 | 2026-06-01 | FCU-L05-001 |  | FCU-L05-001 | FCU-L05-001 | ba559227-d5d4-48ee-8b50-8bd3ebd39201 | CMMS-FCU-L05-001 | To check | 09_Assets | FCU-L05-001
VAV-L05-001 | DTP_Template | 2026-06-05 | VAV | SP-L05-OFFICE-A | VAV Box L05-001 | IFC/DTP | IfcFlowController | 5afa5db8-b04d-461f-8a15-4c53e55e3c88 | SN-VAV-L05-001 | 2026-05-15 | 2026-06-01 | VAV-L05-001 |  | VAV-L05-001 | VAV-L05-001 | 5afa5db8-b04d-461f-8a15-4c53e55e3c88 | CMMS-VAV-L05-001 | To check | 09_Assets | VAV-L05-001
FCU-L10-001 | DTP_Template | 2026-06-05 | FCU | SP-L10-OFFICE-A | Fan Coil Unit L10-001 | IFC/DTP | IfcFlowTerminal | d3aa0593-2a36-463a-afac-a9e421da167b | SN-FCU-L10-001 | 2026-05-15 | 2026-06-01 | FCU-L10-001 |  | FCU-L10-001 | FCU-L10-001 | d3aa0593-2a36-463a-afac-a9e421da167b | CMMS-FCU-L10-001 | To check | 09_Assets | FCU-L10-001
VAV-L10-001 | DTP_Template | 2026-06-05 | VAV | SP-L10-OFFICE-A | VAV Box L10-001 | IFC/DTP | IfcFlowController | 790996df-89c1-4148-9650-dd6b39aa33ef | SN-VAV-L10-001 | 2026-05-15 | 2026-06-01 | VAV-L10-001 |  | VAV-L10-001 | VAV-L10-001 | 790996df-89c1-4148-9650-dd6b39aa33ef | CMMS-VAV-L10-001 | To check | 09_Assets | VAV-L10-001
FCU-L20-001 | DTP_Template | 2026-06-05 | FCU | SP-L20-OFFICE-A | Fan Coil Unit L20-001 | IFC/DTP | IfcFlowTerminal | c9110d5f-e5b1-4aed-b787-7c3b40f17fae | SN-FCU-L20-001 | 2026-05-15 | 2026-06-01 | FCU-L20-001 |  | FCU-L20-001 | FCU-L20-001 | c9110d5f-e5b1-4aed-b787-7c3b40f17fae | CMMS-FCU-L20-001 | To check | 09_Assets | FCU-L20-001
VAV-L20-001 | DTP_Template | 2026-06-05 | VAV | SP-L20-OFFICE-A | VAV Box L20-001 | IFC/DTP | IfcFlowController | 6ad8b8d2-9d99-44b0-b5db-8cddea06d2ee | SN-VAV-L20-001 | 2026-05-15 | 2026-06-01 | VAV-L20-001 |  | VAV-L20-001 | VAV-L20-001 | 6ad8b8d2-9d99-44b0-b5db-8cddea06d2ee | CMMS-VAV-L20-001 | To check | 09_Assets | VAV-L20-001
TR-001 | DTP_Template | 2026-06-05 | Transformer | SP-B1-CHILLER | Transformer 01 | IFC/DTP | IfcElectricDistributionBoard | 56e449e7-1b67-4383-b6b3-9afcc54673bc | SN-TR-001 | 2026-05-15 | 2026-06-01 | TR-001 |  | TR-001 | TR-001 | 56e449e7-1b67-4383-b6b3-9afcc54673bc | CMMS-TR-001 | To check | 09_Assets | TR-001
MDB-001 | DTP_Template | 2026-06-05 | MDB | SP-B1-CHILLER | Main Distribution Board 01 | IFC/DTP | IfcElectricDistributionBoard | bfe1ef74-8838-472b-ac5b-28a10eb7cdda | SN-MDB-001 | 2026-05-15 | 2026-06-01 | MDB-001 |  | MDB-001 | MDB-001 | bfe1ef74-8838-472b-ac5b-28a10eb7cdda | CMMS-MDB-001 | To check | 09_Assets | MDB-001
ATS-001 | DTP_Template | 2026-06-05 | ATS | SP-B1-CHILLER | Automatic Transfer Switch 01 | IFC/DTP | IfcSwitchingDevice | 8425ee0b-4249-41a9-8a5b-c39151410a62 | SN-ATS-001 | 2026-05-15 | 2026-06-01 | ATS-001 |  | ATS-001 | ATS-001 | 8425ee0b-4249-41a9-8a5b-c39151410a62 | CMMS-ATS-001 | To check | 09_Assets | ATS-001
GEN-001 | DTP_Template | 2026-06-05 | DieselGenerator | SP-B1-CHILLER | Diesel Generator 01 | IFC/DTP | IfcElectricGenerator | 26928abd-db3f-4513-a8e1-84ad366915a9 | SN-GEN-001 | 2026-05-15 | 2026-06-01 | GEN-001 |  | GEN-001 | GEN-001 | 26928abd-db3f-4513-a8e1-84ad366915a9 | CMMS-GEN-001 | To check | 09_Assets | GEN-001
UPS-001 | DTP_Template | 2026-06-05 | UPS | SP-L01-SECURITY | UPS System 01 | IFC/DTP | IfcElectricAppliance | 7452bac0-7e08-42f0-a13e-502216a5dc87 | SN-UPS-001 | 2026-05-15 | 2026-06-01 | UPS-001 |  | UPS-001 | UPS-001 | 7452bac0-7e08-42f0-a13e-502216a5dc87 | CMMS-UPS-001 | To check | 09_Assets | UPS-001
LP-L01-001 | DTP_Template | 2026-06-05 | LP | SP-L01-LOBBY | Lighting Panel L01-001 | IFC/DTP | IfcElectricDistributionBoard | 8bbf5041-36c5-499d-9702-108312fdfaf1 | SN-LP-L01-001 | 2026-05-15 | 2026-06-01 | LP-L01-001 |  | LP-L01-001 | LP-L01-001 | 8bbf5041-36c5-499d-9702-108312fdfaf1 | CMMS-LP-L01-001 | To check | 09_Assets | LP-L01-001
LP-L02-001 | DTP_Template | 2026-06-05 | LP | SP-L02-OFFICE-A | Lighting Panel L02-001 | IFC/DTP | IfcElectricDistributionBoard | 6aae7531-5c3e-474d-98d3-f42a6e242cd9 | SN-LP-L02-001 | 2026-05-15 | 2026-06-01 | LP-L02-001 |  | LP-L02-001 | LP-L02-001 | 6aae7531-5c3e-474d-98d3-f42a6e242cd9 | CMMS-LP-L02-001 | To check | 09_Assets | LP-L02-001
LP-L05-001 | DTP_Template | 2026-06-05 | LP | SP-L05-OFFICE-A | Lighting Panel L05-001 | IFC/DTP | IfcElectricDistributionBoard | 12bb2429-7a80-4a5a-baab-b7a713f4bac8 | SN-LP-L05-001 | 2026-05-15 | 2026-06-01 | LP-L05-001 |  | LP-L05-001 | LP-L05-001 | 12bb2429-7a80-4a5a-baab-b7a713f4bac8 | CMMS-LP-L05-001 | To check | 09_Assets | LP-L05-001
LP-L10-001 | DTP_Template | 2026-06-05 | LP | SP-L10-OFFICE-A | Lighting Panel L10-001 | IFC/DTP | IfcElectricDistributionBoard | 11fc6f7f-058c-4741-bd10-65394be04638 | SN-LP-L10-001 | 2026-05-15 | 2026-06-01 | LP-L10-001 |  | LP-L10-001 | LP-L10-001 | 11fc6f7f-058c-4741-bd10-65394be04638 | CMMS-LP-L10-001 | To check | 09_Assets | LP-L10-001
LP-L20-001 | DTP_Template | 2026-06-05 | LP | SP-L20-OFFICE-A | Lighting Panel L20-001 | IFC/DTP | IfcElectricDistributionBoard | 7fa8e1c6-bbfd-4c90-9fc7-de5177593148 | SN-LP-L20-001 | 2026-05-15 | 2026-06-01 | LP-L20-001 |  | LP-L20-001 | LP-L20-001 | 7fa8e1c6-bbfd-4c90-9fc7-de5177593148 | CMMS-LP-L20-001 | To check | 09_Assets | LP-L20-001
FIRE-PUMP-001 | DTP_Template | 2026-06-05 | MainFirePump | SP-B1-FIRE-PUMP | Main Fire Pump 01 | IFC/DTP | IfcFlowMovingDevice | 04330da6-50e9-4b75-b45a-e9f692abb4a0 | SN-FIRE-PUMP-001 | 2026-05-15 | 2026-06-01 | FIRE-PUMP-001 |  | FIRE-PUMP-001 | FIRE-PUMP-001 | 04330da6-50e9-4b75-b45a-e9f692abb4a0 | CMMS-FIRE-PUMP-001 | To check | 09_Assets | FIRE-PUMP-001
JOCKEY-PUMP-001 | DTP_Template | 2026-06-05 | JockeyPump | SP-B1-FIRE-PUMP | Jockey Pump 01 | IFC/DTP | IfcFlowMovingDevice | ba44cd47-a556-4098-8ef7-931f3cbb4568 | SN-JOCKEY-PUMP-001 | 2026-05-15 | 2026-06-01 | JOCKEY-PUMP-001 |  | JOCKEY-PUMP-001 | JOCKEY-PUMP-001 | ba44cd47-a556-4098-8ef7-931f3cbb4568 | CMMS-JOCKEY-PUMP-001 | To check | 09_Assets | JOCKEY-PUMP-001
FACP-001 | DTP_Template | 2026-06-05 | FACP | SP-L01-SECURITY | Fire Alarm Control Panel | IFC/DTP | IfcAlarm | f44e3010-24a7-4d6e-9763-9931a796b631 | SN-FACP-001 | 2026-05-15 | 2026-06-01 | FACP-001 |  | FACP-001 | FACP-001 | f44e3010-24a7-4d6e-9763-9931a796b631 | CMMS-FACP-001 | To check | 09_Assets | FACP-001
SMOKE-B2-001 | DTP_Template | 2026-06-05 | SmokeDetector | SP-B2-PARKING-A | Smoke Detector B2-001 | IFC/DTP | IfcSensor | dd9f822e-4f64-4dcc-b585-06d9d4308033 | SN-SMOKE-B2-001 | 2026-05-15 | 2026-06-01 | SMOKE-B2-001 |  | SMOKE-B2-001 | SMOKE-B2-001 | dd9f822e-4f64-4dcc-b585-06d9d4308033 | CMMS-SMOKE-B2-001 | To check | 09_Assets | SMOKE-B2-001
SPRINKLER-B2-001 | DTP_Template | 2026-06-05 | SprinklerValve | SP-B2-PARKING-A | Sprinkler Zone Valve B2-001 | IFC/DTP | IfcValve | 6ff2f275-ecdd-4276-b839-4c7b453f734a | SN-SPRINKLER-B2-001 | 2026-05-15 | 2026-06-01 | SPRINKLER-B2-001 |  | SPRINKLER-B2-001 | SPRINKLER-B2-001 | 6ff2f275-ecdd-4276-b839-4c7b453f734a | CMMS-SPRINKLER-B2-001 | To check | 09_Assets | SPRINKLER-B2-001
SMOKE-L01-001 | DTP_Template | 2026-06-05 | SmokeDetector | SP-L01-LOBBY | Smoke Detector L01-001 | IFC/DTP | IfcSensor | 2c04cd7b-491c-40f9-a50b-0cd87dbf9008 | SN-SMOKE-L01-001 | 2026-05-15 | 2026-06-01 | SMOKE-L01-001 |  | SMOKE-L01-001 | SMOKE-L01-001 | 2c04cd7b-491c-40f9-a50b-0cd87dbf9008 | CMMS-SMOKE-L01-001 | To check | 09_Assets | SMOKE-L01-001
SPRINKLER-L01-001 | DTP_Template | 2026-06-05 | SprinklerValve | SP-L01-LOBBY | Sprinkler Zone Valve L01-001 | IFC/DTP | IfcValve | 234df69b-989e-4ae3-9b59-176722505a16 | SN-SPRINKLER-L01-001 | 2026-05-15 | 2026-06-01 | SPRINKLER-L01-001 |  | SPRINKLER-L01-001 | SPRINKLER-L01-001 | 234df69b-989e-4ae3-9b59-176722505a16 | CMMS-SPRINKLER-L01-001 | To check | 09_Assets | SPRINKLER-L01-001
SMOKE-L02-001 | DTP_Template | 2026-06-05 | SmokeDetector | SP-L02-OFFICE-A | Smoke Detector L02-001 | IFC/DTP | IfcSensor | 2f12543c-cd24-466d-8527-d0c7bc2efd92 | SN-SMOKE-L02-001 | 2026-05-15 | 2026-06-01 | SMOKE-L02-001 |  | SMOKE-L02-001 | SMOKE-L02-001 | 2f12543c-cd24-466d-8527-d0c7bc2efd92 | CMMS-SMOKE-L02-001 | To check | 09_Assets | SMOKE-L02-001
SPRINKLER-L02-001 | DTP_Template | 2026-06-05 | SprinklerValve | SP-L02-OFFICE-A | Sprinkler Zone Valve L02-001 | IFC/DTP | IfcValve | 0dfdd687-af51-40be-9965-c66edde933a3 | SN-SPRINKLER-L02-001 | 2026-05-15 | 2026-06-01 | SPRINKLER-L02-001 |  | SPRINKLER-L02-001 | SPRINKLER-L02-001 | 0dfdd687-af51-40be-9965-c66edde933a3 | CMMS-SPRINKLER-L02-001 | To check | 09_Assets | SPRINKLER-L02-001
SMOKE-L05-001 | DTP_Template | 2026-06-05 | SmokeDetector | SP-L05-OFFICE-A | Smoke Detector L05-001 | IFC/DTP | IfcSensor | 292386e8-bd06-41ea-a82f-d785afca003b | SN-SMOKE-L05-001 | 2026-05-15 | 2026-06-01 | SMOKE-L05-001 |  | SMOKE-L05-001 | SMOKE-L05-001 | 292386e8-bd06-41ea-a82f-d785afca003b | CMMS-SMOKE-L05-001 | To check | 09_Assets | SMOKE-L05-001
SPRINKLER-L05-001 | DTP_Template | 2026-06-05 | SprinklerValve | SP-L05-OFFICE-A | Sprinkler Zone Valve L05-001 | IFC/DTP | IfcValve | 861a2a44-7af8-4ddb-887d-2611069ca668 | SN-SPRINKLER-L05-001 | 2026-05-15 | 2026-06-01 | SPRINKLER-L05-001 |  | SPRINKLER-L05-001 | SPRINKLER-L05-001 | 861a2a44-7af8-4ddb-887d-2611069ca668 | CMMS-SPRINKLER-L05-001 | To check | 09_Assets | SPRINKLER-L05-001
SMOKE-L10-001 | DTP_Template | 2026-06-05 | SmokeDetector | SP-L10-OFFICE-A | Smoke Detector L10-001 | IFC/DTP | IfcSensor | aee0248a-350d-4fdf-b757-bfc68e4861f1 | SN-SMOKE-L10-001 | 2026-05-15 | 2026-06-01 | SMOKE-L10-001 |  | SMOKE-L10-001 | SMOKE-L10-001 | aee0248a-350d-4fdf-b757-bfc68e4861f1 | CMMS-SMOKE-L10-001 | To check | 09_Assets | SMOKE-L10-001
SPRINKLER-L10-001 | DTP_Template | 2026-06-05 | SprinklerValve | SP-L10-OFFICE-A | Sprinkler Zone Valve L10-001 | IFC/DTP | IfcValve | 02d03615-f1b0-4206-8322-13ac6bc7ae44 | SN-SPRINKLER-L10-001 | 2026-05-15 | 2026-06-01 | SPRINKLER-L10-001 |  | SPRINKLER-L10-001 | SPRINKLER-L10-001 | 02d03615-f1b0-4206-8322-13ac6bc7ae44 | CMMS-SPRINKLER-L10-001 | To check | 09_Assets | SPRINKLER-L10-001
SMOKE-L20-001 | DTP_Template | 2026-06-05 | SmokeDetector | SP-L20-OFFICE-A | Smoke Detector L20-001 | IFC/DTP | IfcSensor | 706ac21f-c409-43ec-adae-1aafb0260858 | SN-SMOKE-L20-001 | 2026-05-15 | 2026-06-01 | SMOKE-L20-001 |  | SMOKE-L20-001 | SMOKE-L20-001 | 706ac21f-c409-43ec-adae-1aafb0260858 | CMMS-SMOKE-L20-001 | To check | 09_Assets | SMOKE-L20-001
SPRINKLER-L20-001 | DTP_Template | 2026-06-05 | SprinklerValve | SP-L20-OFFICE-A | Sprinkler Zone Valve L20-001 | IFC/DTP | IfcValve | 554ddc96-685e-4c19-b62a-1d3cf042a954 | SN-SPRINKLER-L20-001 | 2026-05-15 | 2026-06-01 | SPRINKLER-L20-001 |  | SPRINKLER-L20-001 | SPRINKLER-L20-001 | 554ddc96-685e-4c19-b62a-1d3cf042a954 | CMMS-SPRINKLER-L20-001 | To check | 09_Assets | SPRINKLER-L20-001
DOM-PUMP-001 | DTP_Template | 2026-06-05 | DomesticWaterPump | SP-B2-WATER-TANK | Domestic Water Pump 01 | IFC/DTP | IfcFlowMovingDevice | 968428ad-028c-4999-9f22-0280fe6ec3bf | SN-DOM-PUMP-001 | 2026-05-15 | 2026-06-01 | DOM-PUMP-001 |  | DOM-PUMP-001 | DOM-PUMP-001 | 968428ad-028c-4999-9f22-0280fe6ec3bf | CMMS-DOM-PUMP-001 | To check | 09_Assets | DOM-PUMP-001
SUMP-PUMP-B2-001 | DTP_Template | 2026-06-05 | SumpPump | SP-B2-WATER-TANK | Sump Pump B2-001 | IFC/DTP | IfcFlowMovingDevice | b43e559e-ee99-49c2-8a8a-d6786b3bf5c9 | SN-SUMP-PUMP-B2-001 | 2026-05-15 | 2026-06-01 | SUMP-PUMP-B2-001 |  | SUMP-PUMP-B2-001 | SUMP-PUMP-B2-001 | b43e559e-ee99-49c2-8a8a-d6786b3bf5c9 | CMMS-SUMP-PUMP-B2-001 | To check | 09_Assets | SUMP-PUMP-B2-001
WATER-METER-001 | DTP_Template | 2026-06-05 | WaterMeter | SP-B2-WATER-TANK | Main Water Meter 01 | IFC/DTP | IfcFlowMeter | 8e23e835-f0e8-4633-ad67-b5fb7b659ee8 | SN-WATER-METER-001 | 2026-05-15 | 2026-06-01 | WATER-METER-001 |  | WATER-METER-001 | WATER-METER-001 | 8e23e835-f0e8-4633-ad67-b5fb7b659ee8 | CMMS-WATER-METER-001 | To check | 09_Assets | WATER-METER-001
WATER-TANK-B2-001 | DTP_Template | 2026-06-05 | WaterTank | SP-B2-WATER-TANK | Domestic Water Tank B2 | IFC/DTP | IfcTank | 3bf1c62f-0b41-4975-b17e-d88f02b6efbb | SN-WATER-TANK-B2-001 | 2026-05-15 | 2026-06-01 | WATER-TANK-B2-001 |  | WATER-TANK-B2-001 | WATER-TANK-B2-001 | 3bf1c62f-0b41-4975-b17e-d88f02b6efbb | CMMS-WATER-TANK-B2-001 | To check | 09_Assets | WATER-TANK-B2-001
LIFT-01 | DTP_Template | 2026-06-05 | PassengerLift | SP-ROOF-ELEV-MACHINE | Passenger Lift 01 | IFC/DTP | IfcTransportElement | 6bd54e63-e5cc-48ff-afd5-3d1ed0a44f52 | SN-LIFT-01 | 2026-05-15 | 2026-06-01 | LIFT-01 |  | LIFT-01 | LIFT-01 | 6bd54e63-e5cc-48ff-afd5-3d1ed0a44f52 | CMMS-LIFT-01 | To check | 09_Assets | LIFT-01
LIFT-02 | DTP_Template | 2026-06-05 | PassengerLift | SP-ROOF-ELEV-MACHINE | Passenger Lift 02 | IFC/DTP | IfcTransportElement | 50345f0e-9930-40df-bbef-1731063f72e1 | SN-LIFT-02 | 2026-05-15 | 2026-06-01 | LIFT-02 |  | LIFT-02 | LIFT-02 | 50345f0e-9930-40df-bbef-1731063f72e1 | CMMS-LIFT-02 | To check | 09_Assets | LIFT-02
LIFT-03 | DTP_Template | 2026-06-05 | PassengerLift | SP-ROOF-ELEV-MACHINE | Passenger Lift 03 | IFC/DTP | IfcTransportElement | 45d3a2aa-74c5-442e-a856-c77740a04c0f | SN-LIFT-03 | 2026-05-15 | 2026-06-01 | LIFT-03 |  | LIFT-03 | LIFT-03 | 45d3a2aa-74c5-442e-a856-c77740a04c0f | CMMS-LIFT-03 | To check | 09_Assets | LIFT-03
LIFT-04 | DTP_Template | 2026-06-05 | PassengerLift | SP-ROOF-ELEV-MACHINE | Passenger Lift 04 | IFC/DTP | IfcTransportElement | 3f37678f-3694-424c-9574-5207baf210c9 | SN-LIFT-04 | 2026-05-15 | 2026-06-01 | LIFT-04 |  | LIFT-04 | LIFT-04 | 3f37678f-3694-424c-9574-5207baf210c9 | CMMS-LIFT-04 | To check | 09_Assets | LIFT-04
ESC-L01-001 | DTP_Template | 2026-06-05 | Escalator | SP-L01-LOBBY | Escalator L01-001 | IFC/DTP | IfcTransportElement | c75c405c-b504-469f-bd8c-02beb5e4cc13 | SN-ESC-L01-001 | 2026-05-15 | 2026-06-01 | ESC-L01-001 |  | ESC-L01-001 | ESC-L01-001 | c75c405c-b504-469f-bd8c-02beb5e4cc13 | CMMS-ESC-L01-001 | To check | 09_Assets | ESC-L01-001
CCTV-B2-001 | DTP_Template | 2026-06-05 | IPCamera | SP-B2-PARKING-A | CCTV Camera B2-001 | IFC/DTP | IfcSensor | 5d7f0dba-d602-4b47-ae60-a9c60e7928e7 | SN-CCTV-B2-001 | 2026-05-15 | 2026-06-01 | CCTV-B2-001 |  | CCTV-B2-001 | CCTV-B2-001 | 5d7f0dba-d602-4b47-ae60-a9c60e7928e7 | CMMS-CCTV-B2-001 | To check | 09_Assets | CCTV-B2-001
CCTV-L01-001 | DTP_Template | 2026-06-05 | IPCamera | SP-L01-LOBBY | CCTV Camera L01-001 | IFC/DTP | IfcSensor | db2e9e9c-69fd-4a1f-9ba1-a06ec26fe722 | SN-CCTV-L01-001 | 2026-05-15 | 2026-06-01 | CCTV-L01-001 |  | CCTV-L01-001 | CCTV-L01-001 | db2e9e9c-69fd-4a1f-9ba1-a06ec26fe722 | CMMS-CCTV-L01-001 | To check | 09_Assets | CCTV-L01-001
CCTV-L02-001 | DTP_Template | 2026-06-05 | IPCamera | SP-L02-OFFICE-A | CCTV Camera L02-001 | IFC/DTP | IfcSensor | 6e7ccf72-7a56-47e9-bd22-98ebf062de8e | SN-CCTV-L02-001 | 2026-05-15 | 2026-06-01 | CCTV-L02-001 |  | CCTV-L02-001 | CCTV-L02-001 | 6e7ccf72-7a56-47e9-bd22-98ebf062de8e | CMMS-CCTV-L02-001 | To check | 09_Assets | CCTV-L02-001
ACS-L01-001 | DTP_Template | 2026-06-05 | AccessController | SP-L01-SECURITY | Access Control Door L01-001 | IFC/DTP | IfcController | 6fae420f-9b8f-4977-9c7e-05894f997733 | SN-ACS-L01-001 | 2026-05-15 | 2026-06-01 | ACS-L01-001 |  | ACS-L01-001 | ACS-L01-001 | 6fae420f-9b8f-4977-9c7e-05894f997733 | CMMS-ACS-L01-001 | To check | 09_Assets | ACS-L01-001
LPR-B2-001 | DTP_Template | 2026-06-05 | LPRCamera | SP-B2-PARKING-A | License Plate Recognition Camera B2 | IFC/DTP | IfcSensor | 0953452d-1324-4bee-aa77-3bcc5a60cf2f | SN-LPR-B2-001 | 2026-05-15 | 2026-06-01 | LPR-B2-001 |  | LPR-B2-001 | LPR-B2-001 | 0953452d-1324-4bee-aa77-3bcc5a60cf2f | CMMS-LPR-B2-001 | To check | 09_Assets | LPR-B2-001
PARK-GATE-B2-001 | DTP_Template | 2026-06-05 | BarrierGate | SP-B2-PARKING-A | Parking Barrier Gate B2 | IFC/DTP | IfcDoor | e1a99a10-ae7e-4869-8d03-c6b975bd820c | SN-PARK-GATE-B2-001 | 2026-05-15 | 2026-06-01 | PARK-GATE-B2-001 |  | PARK-GATE-B2-001 | PARK-GATE-B2-001 | e1a99a10-ae7e-4869-8d03-c6b975bd820c | CMMS-PARK-GATE-B2-001 | To check | 09_Assets | PARK-GATE-B2-001
IAQ-L01-001 | DTP_Template | 2026-06-05 | IAQSensor | SP-L01-LOBBY | Indoor Air Quality Sensor L01-001 | IFC/DTP | IfcSensor | 16dca2c1-2ae4-43dd-92a9-1bb37aa9f988 | SN-IAQ-L01-001 | 2026-05-15 | 2026-06-01 | IAQ-L01-001 |  | IAQ-L01-001 | IAQ-L01-001 | 16dca2c1-2ae4-43dd-92a9-1bb37aa9f988 | CMMS-IAQ-L01-001 | To check | 09_Assets | IAQ-L01-001
OCC-L01-001 | DTP_Template | 2026-06-05 | OccupancySensor | SP-L01-LOBBY | Occupancy Sensor L01-001 | IFC/DTP | IfcSensor | 9f1f6e0c-0e40-42d5-8803-423e45f98a24 | SN-OCC-L01-001 | 2026-05-15 | 2026-06-01 | OCC-L01-001 |  | OCC-L01-001 | OCC-L01-001 | 9f1f6e0c-0e40-42d5-8803-423e45f98a24 | CMMS-OCC-L01-001 | To check | 09_Assets | OCC-L01-001
IAQ-L02-001 | DTP_Template | 2026-06-05 | IAQSensor | SP-L02-OFFICE-A | Indoor Air Quality Sensor L02-001 | IFC/DTP | IfcSensor | ee550c77-9953-4afe-8c48-59e47b68f208 | SN-IAQ-L02-001 | 2026-05-15 | 2026-06-01 | IAQ-L02-001 |  | IAQ-L02-001 | IAQ-L02-001 | ee550c77-9953-4afe-8c48-59e47b68f208 | CMMS-IAQ-L02-001 | To check | 09_Assets | IAQ-L02-001
OCC-L02-001 | DTP_Template | 2026-06-05 | OccupancySensor | SP-L02-OFFICE-A | Occupancy Sensor L02-001 | IFC/DTP | IfcSensor | e1c981d6-df16-4b9d-aea1-65d021cc5c53 | SN-OCC-L02-001 | 2026-05-15 | 2026-06-01 | OCC-L02-001 |  | OCC-L02-001 | OCC-L02-001 | e1c981d6-df16-4b9d-aea1-65d021cc5c53 | CMMS-OCC-L02-001 | To check | 09_Assets | OCC-L02-001
IAQ-L05-001 | DTP_Template | 2026-06-05 | IAQSensor | SP-L05-OFFICE-A | Indoor Air Quality Sensor L05-001 | IFC/DTP | IfcSensor | 593596bd-154c-41d2-8b7a-ce454ed2d864 | SN-IAQ-L05-001 | 2026-05-15 | 2026-06-01 | IAQ-L05-001 |  | IAQ-L05-001 | IAQ-L05-001 | 593596bd-154c-41d2-8b7a-ce454ed2d864 | CMMS-IAQ-L05-001 | To check | 09_Assets | IAQ-L05-001
OCC-L05-001 | DTP_Template | 2026-06-05 | OccupancySensor | SP-L05-OFFICE-A | Occupancy Sensor L05-001 | IFC/DTP | IfcSensor | e4323c58-f59a-4f60-9d37-8b98ecc23aeb | SN-OCC-L05-001 | 2026-05-15 | 2026-06-01 | OCC-L05-001 |  | OCC-L05-001 | OCC-L05-001 | e4323c58-f59a-4f60-9d37-8b98ecc23aeb | CMMS-OCC-L05-001 | To check | 09_Assets | OCC-L05-001
IAQ-L10-001 | DTP_Template | 2026-06-05 | IAQSensor | SP-L10-OFFICE-A | Indoor Air Quality Sensor L10-001 | IFC/DTP | IfcSensor | 10a31c7f-a8fa-4d3d-b93f-210aafa11166 | SN-IAQ-L10-001 | 2026-05-15 | 2026-06-01 | IAQ-L10-001 |  | IAQ-L10-001 | IAQ-L10-001 | 10a31c7f-a8fa-4d3d-b93f-210aafa11166 | CMMS-IAQ-L10-001 | To check | 09_Assets | IAQ-L10-001
OCC-L10-001 | DTP_Template | 2026-06-05 | OccupancySensor | SP-L10-OFFICE-A | Occupancy Sensor L10-001 | IFC/DTP | IfcSensor | f7bd85c8-4960-4640-a68d-30bda1c11a9e | SN-OCC-L10-001 | 2026-05-15 | 2026-06-01 | OCC-L10-001 |  | OCC-L10-001 | OCC-L10-001 | f7bd85c8-4960-4640-a68d-30bda1c11a9e | CMMS-OCC-L10-001 | To check | 09_Assets | OCC-L10-001
IAQ-L20-001 | DTP_Template | 2026-06-05 | IAQSensor | SP-L20-OFFICE-A | Indoor Air Quality Sensor L20-001 | IFC/DTP | IfcSensor | 239beade-c540-4a1e-b775-b91c68d2e878 | SN-IAQ-L20-001 | 2026-05-15 | 2026-06-01 | IAQ-L20-001 |  | IAQ-L20-001 | IAQ-L20-001 | 239beade-c540-4a1e-b775-b91c68d2e878 | CMMS-IAQ-L20-001 | To check | 09_Assets | IAQ-L20-001
OCC-L20-001 | DTP_Template | 2026-06-05 | OccupancySensor | SP-L20-OFFICE-A | Occupancy Sensor L20-001 | IFC/DTP | IfcSensor | 5f2e7152-b28a-465c-8d60-0fd6769f86e6 | SN-OCC-L20-001 | 2026-05-15 | 2026-06-01 | OCC-L20-001 |  | OCC-L20-001 | OCC-L20-001 | 5f2e7152-b28a-465c-8d60-0fd6769f86e6 | CMMS-OCC-L20-001 | To check | 09_Assets | OCC-L20-001
PWR-METER-MAIN-001 | DTP_Template | 2026-06-05 | PowerMeter | SP-B1-CHILLER | Main Power Meter 01 | IFC/DTP | IfcFlowMeter | 3f1ae6fe-58f6-4ddf-b62d-582dbc9f6427 | SN-PWR-METER-MAIN-001 | 2026-05-15 | 2026-06-01 | PWR-METER-MAIN-001 |  | PWR-METER-MAIN-001 | PWR-METER-MAIN-001 | 3f1ae6fe-58f6-4ddf-b62d-582dbc9f6427 | CMMS-PWR-METER-MAIN-001 | To check | 09_Assets | PWR-METER-MAIN-001
SOLAR-INV-001 | DTP_Template | 2026-06-05 | SolarInverter | SP-ROOF-SOLAR | Solar Inverter 01 | IFC/DTP | IfcElectricAppliance | 9636843f-e391-4629-89da-1fe79b125377 | SN-SOLAR-INV-001 | 2026-05-15 | 2026-06-01 | SOLAR-INV-001 |  | SOLAR-INV-001 | SOLAR-INV-001 | 9636843f-e391-4629-89da-1fe79b125377 | CMMS-SOLAR-INV-001 | To check | 09_Assets | SOLAR-INV-001

## COBie_System
COBie System | COBie export view generated from DTP Master sheets. Do not edit separately; edit source DTP sheets.
Name | CreatedBy | CreatedOn | Category | ComponentNames | ExtSystem | ExtObject | ExtIdentifier | Description | DTP_Source_Sheet | DTP_Source_Key
HVAC | DTP_Template | 2026-06-05 | System | CHILLER-001,CHILLER-002,CHWP-001,CHWP-002,CWP-001,CT-001,AHU-L04-001,FCU-L02-001,VAV-L02-001,FCU-L05-001,VAV-L05-001,FCU-L10-001,VAV-L10-001,FCU-L20-001,VAV-L20-001 | DTP | System | HVAC | DTP system HVAC | 09_Assets | HVAC
Electrical | DTP_Template | 2026-06-05 | System | TR-001,MDB-001,ATS-001,GEN-001,UPS-001,LP-L01-001,LP-L02-001,LP-L05-001,LP-L10-001,LP-L20-001 | DTP | System | Electrical | DTP system Electrical | 09_Assets | Electrical
Fire Fighting | DTP_Template | 2026-06-05 | System | FIRE-PUMP-001,JOCKEY-PUMP-001,SPRINKLER-B2-001,SPRINKLER-L01-001,SPRINKLER-L02-001,SPRINKLER-L05-001,SPRINKLER-L10-001,SPRINKLER-L20-001 | DTP | System | Fire Fighting | DTP system Fire Fighting | 09_Assets | Fire Fighting
Fire Alarm | DTP_Template | 2026-06-05 | System | FACP-001,SMOKE-B2-001,SMOKE-L01-001,SMOKE-L02-001,SMOKE-L05-001,SMOKE-L10-001,SMOKE-L20-001 | DTP | System | Fire Alarm | DTP system Fire Alarm | 09_Assets | Fire Alarm
Plumbing | DTP_Template | 2026-06-05 | System | DOM-PUMP-001,WATER-METER-001,WATER-TANK-B2-001 | DTP | System | Plumbing | DTP system Plumbing | 09_Assets | Plumbing
Drainage | DTP_Template | 2026-06-05 | System | SUMP-PUMP-B2-001 | DTP | System | Drainage | DTP system Drainage | 09_Assets | Drainage
Vertical Transportation | DTP_Template | 2026-06-05 | System | LIFT-01,LIFT-02,LIFT-03,LIFT-04,ESC-L01-001 | DTP | System | Vertical Transportation | DTP system Vertical Transportation | 09_Assets | Vertical Transportation
Security | DTP_Template | 2026-06-05 | System | CCTV-B2-001,CCTV-L01-001,CCTV-L02-001 | DTP | System | Security | DTP system Security | 09_Assets | Security
Access Control | DTP_Template | 2026-06-05 | System | ACS-L01-001 | DTP | System | Access Control | DTP system Access Control | 09_Assets | Access Control
Parking | DTP_Template | 2026-06-05 | System | LPR-B2-001,PARK-GATE-B2-001 | DTP | System | Parking | DTP system Parking | 09_Assets | Parking
Environmental Monitoring | DTP_Template | 2026-06-05 | System | IAQ-L01-001,IAQ-L02-001,IAQ-L05-001,IAQ-L10-001,IAQ-L20-001 | DTP | System | Environmental Monitoring | DTP system Environmental Monitoring | 09_Assets | Environmental Monitoring
Occupancy | DTP_Template | 2026-06-05 | System | OCC-L01-001,OCC-L02-001,OCC-L05-001,OCC-L10-001,OCC-L20-001 | DTP | System | Occupancy | DTP system Occupancy | 09_Assets | Occupancy
Energy Metering | DTP_Template | 2026-06-05 | System | PWR-METER-MAIN-001 | DTP | System | Energy Metering | DTP system Energy Metering | 09_Assets | Energy Metering
Renewable Energy | DTP_Template | 2026-06-05 | System | SOLAR-INV-001 | DTP | System | Renewable Energy | DTP system Renewable Energy | 09_Assets | Renewable Energy

## COBie_Attribute
COBie Attribute | COBie export view generated from DTP Master sheets. Do not edit separately; edit source DTP sheets.
Name | CreatedBy | CreatedOn | Category | SheetName | RowName | Value | Unit | ExtSystem | ExtObject | ExtIdentifier | Description | DTP_Source_Sheet | DTP_Source_Key
ifc_entity | DTP_Template | 2026-06-05 | IFC_Core | Object | Basement 2 | IfcBuildingStorey |  | IFC | IfcBuildingStorey | 7bb212d3-67e7-425b-b40b-83dbc42526f7 | ifc_objects[].ifc_entity | 07_IFC_Metadata_EAV | 7bb212d3-67e7-425b-b40b-83dbc42526f7
ifc_name | DTP_Template | 2026-06-05 | IFC_Core | Object | Basement 2 | Basement 2 |  | IFC | IfcBuildingStorey | 7bb212d3-67e7-425b-b40b-83dbc42526f7 | ifc_objects[].ifc_name | 07_IFC_Metadata_EAV | 7bb212d3-67e7-425b-b40b-83dbc42526f7
ifc_object_type | DTP_Template | 2026-06-05 | IFC_Core | Object | Basement 2 | BuildingStorey |  | IFC | IfcBuildingStorey | 7bb212d3-67e7-425b-b40b-83dbc42526f7 | ifc_objects[].ifc_object_type | 07_IFC_Metadata_EAV | 7bb212d3-67e7-425b-b40b-83dbc42526f7
predefined_type | DTP_Template | 2026-06-05 | IFC_Core | Object | Basement 2 |  |  | IFC | IfcBuildingStorey | 7bb212d3-67e7-425b-b40b-83dbc42526f7 | ifc_objects[].predefined_type | 07_IFC_Metadata_EAV | 7bb212d3-67e7-425b-b40b-83dbc42526f7
floor_id | DTP_Template | 2026-06-05 | IFC_Core | Object | Basement 2 | FL-B2 |  | IFC | IfcBuildingStorey | 7bb212d3-67e7-425b-b40b-83dbc42526f7 | ifc_objects[].floor_id | 07_IFC_Metadata_EAV | 7bb212d3-67e7-425b-b40b-83dbc42526f7
space_id | DTP_Template | 2026-06-05 | IFC_Core | Object | Basement 2 |  |  | IFC | IfcBuildingStorey | 7bb212d3-67e7-425b-b40b-83dbc42526f7 | ifc_objects[].space_id | 07_IFC_Metadata_EAV | 7bb212d3-67e7-425b-b40b-83dbc42526f7
zone_id | DTP_Template | 2026-06-05 | IFC_Core | Object | Basement 2 |  |  | IFC | IfcBuildingStorey | 7bb212d3-67e7-425b-b40b-83dbc42526f7 | ifc_objects[].zone_id | 07_IFC_Metadata_EAV | 7bb212d3-67e7-425b-b40b-83dbc42526f7
system | DTP_Template | 2026-06-05 | IFC_Core | Object | Basement 2 | Spatial |  | IFC | IfcBuildingStorey | 7bb212d3-67e7-425b-b40b-83dbc42526f7 | ifc_objects[].system | 07_IFC_Metadata_EAV | 7bb212d3-67e7-425b-b40b-83dbc42526f7
discipline | DTP_Template | 2026-06-05 | IFC_Core | Object | Basement 2 | Architecture |  | IFC | IfcBuildingStorey | 7bb212d3-67e7-425b-b40b-83dbc42526f7 | ifc_objects[].discipline | 07_IFC_Metadata_EAV | 7bb212d3-67e7-425b-b40b-83dbc42526f7
ifc_entity | DTP_Template | 2026-06-05 | IFC_Core | Object | Basement 1 | IfcBuildingStorey |  | IFC | IfcBuildingStorey | cbf4c86f-d47b-4a15-8158-20c35f2638e8 | ifc_objects[].ifc_entity | 07_IFC_Metadata_EAV | cbf4c86f-d47b-4a15-8158-20c35f2638e8
ifc_name | DTP_Template | 2026-06-05 | IFC_Core | Object | Basement 1 | Basement 1 |  | IFC | IfcBuildingStorey | cbf4c86f-d47b-4a15-8158-20c35f2638e8 | ifc_objects[].ifc_name | 07_IFC_Metadata_EAV | cbf4c86f-d47b-4a15-8158-20c35f2638e8
ifc_object_type | DTP_Template | 2026-06-05 | IFC_Core | Object | Basement 1 | BuildingStorey |  | IFC | IfcBuildingStorey | cbf4c86f-d47b-4a15-8158-20c35f2638e8 | ifc_objects[].ifc_object_type | 07_IFC_Metadata_EAV | cbf4c86f-d47b-4a15-8158-20c35f2638e8
predefined_type | DTP_Template | 2026-06-05 | IFC_Core | Object | Basement 1 |  |  | IFC | IfcBuildingStorey | cbf4c86f-d47b-4a15-8158-20c35f2638e8 | ifc_objects[].predefined_type | 07_IFC_Metadata_EAV | cbf4c86f-d47b-4a15-8158-20c35f2638e8
floor_id | DTP_Template | 2026-06-05 | IFC_Core | Object | Basement 1 | FL-B1 |  | IFC | IfcBuildingStorey | cbf4c86f-d47b-4a15-8158-20c35f2638e8 | ifc_objects[].floor_id | 07_IFC_Metadata_EAV | cbf4c86f-d47b-4a15-8158-20c35f2638e8
space_id | DTP_Template | 2026-06-05 | IFC_Core | Object | Basement 1 |  |  | IFC | IfcBuildingStorey | cbf4c86f-d47b-4a15-8158-20c35f2638e8 | ifc_objects[].space_id | 07_IFC_Metadata_EAV | cbf4c86f-d47b-4a15-8158-20c35f2638e8
zone_id | DTP_Template | 2026-06-05 | IFC_Core | Object | Basement 1 |  |  | IFC | IfcBuildingStorey | cbf4c86f-d47b-4a15-8158-20c35f2638e8 | ifc_objects[].zone_id | 07_IFC_Metadata_EAV | cbf4c86f-d47b-4a15-8158-20c35f2638e8
system | DTP_Template | 2026-06-05 | IFC_Core | Object | Basement 1 | Spatial |  | IFC | IfcBuildingStorey | cbf4c86f-d47b-4a15-8158-20c35f2638e8 | ifc_objects[].system | 07_IFC_Metadata_EAV | cbf4c86f-d47b-4a15-8158-20c35f2638e8
discipline | DTP_Template | 2026-06-05 | IFC_Core | Object | Basement 1 | Architecture |  | IFC | IfcBuildingStorey | cbf4c86f-d47b-4a15-8158-20c35f2638e8 | ifc_objects[].discipline | 07_IFC_Metadata_EAV | cbf4c86f-d47b-4a15-8158-20c35f2638e8
ifc_entity | DTP_Template | 2026-06-05 | IFC_Core | Object | Level 1 | IfcBuildingStorey |  | IFC | IfcBuildingStorey | e106a984-b5d1-48a7-a180-da9a5efd100c | ifc_objects[].ifc_entity | 07_IFC_Metadata_EAV | e106a984-b5d1-48a7-a180-da9a5efd100c
ifc_name | DTP_Template | 2026-06-05 | IFC_Core | Object | Level 1 | Level 1 |  | IFC | IfcBuildingStorey | e106a984-b5d1-48a7-a180-da9a5efd100c | ifc_objects[].ifc_name | 07_IFC_Metadata_EAV | e106a984-b5d1-48a7-a180-da9a5efd100c
ifc_object_type | DTP_Template | 2026-06-05 | IFC_Core | Object | Level 1 | BuildingStorey |  | IFC | IfcBuildingStorey | e106a984-b5d1-48a7-a180-da9a5efd100c | ifc_objects[].ifc_object_type | 07_IFC_Metadata_EAV | e106a984-b5d1-48a7-a180-da9a5efd100c
predefined_type | DTP_Template | 2026-06-05 | IFC_Core | Object | Level 1 |  |  | IFC | IfcBuildingStorey | e106a984-b5d1-48a7-a180-da9a5efd100c | ifc_objects[].predefined_type | 07_IFC_Metadata_EAV | e106a984-b5d1-48a7-a180-da9a5efd100c
floor_id | DTP_Template | 2026-06-05 | IFC_Core | Object | Level 1 | FL-L01 |  | IFC | IfcBuildingStorey | e106a984-b5d1-48a7-a180-da9a5efd100c | ifc_objects[].floor_id | 07_IFC_Metadata_EAV | e106a984-b5d1-48a7-a180-da9a5efd100c
space_id | DTP_Template | 2026-06-05 | IFC_Core | Object | Level 1 |  |  | IFC | IfcBuildingStorey | e106a984-b5d1-48a7-a180-da9a5efd100c | ifc_objects[].space_id | 07_IFC_Metadata_EAV | e106a984-b5d1-48a7-a180-da9a5efd100c
zone_id | DTP_Template | 2026-06-05 | IFC_Core | Object | Level 1 |  |  | IFC | IfcBuildingStorey | e106a984-b5d1-48a7-a180-da9a5efd100c | ifc_objects[].zone_id | 07_IFC_Metadata_EAV | e106a984-b5d1-48a7-a180-da9a5efd100c
system | DTP_Template | 2026-06-05 | IFC_Core | Object | Level 1 | Spatial |  | IFC | IfcBuildingStorey | e106a984-b5d1-48a7-a180-da9a5efd100c | ifc_objects[].system | 07_IFC_Metadata_EAV | e106a984-b5d1-48a7-a180-da9a5efd100c
discipline | DTP_Template | 2026-06-05 | IFC_Core | Object | Level 1 | Architecture |  | IFC | IfcBuildingStorey | e106a984-b5d1-48a7-a180-da9a5efd100c | ifc_objects[].discipline | 07_IFC_Metadata_EAV | e106a984-b5d1-48a7-a180-da9a5efd100c
ifc_entity | DTP_Template | 2026-06-05 | IFC_Core | Object | Level 2 | IfcBuildingStorey |  | IFC | IfcBuildingStorey | acc4a3ce-7927-49eb-8a4b-e7300ee3aea4 | ifc_objects[].ifc_entity | 07_IFC_Metadata_EAV | acc4a3ce-7927-49eb-8a4b-e7300ee3aea4
ifc_name | DTP_Template | 2026-06-05 | IFC_Core | Object | Level 2 | Level 2 |  | IFC | IfcBuildingStorey | acc4a3ce-7927-49eb-8a4b-e7300ee3aea4 | ifc_objects[].ifc_name | 07_IFC_Metadata_EAV | acc4a3ce-7927-49eb-8a4b-e7300ee3aea4
ifc_object_type | DTP_Template | 2026-06-05 | IFC_Core | Object | Level 2 | BuildingStorey |  | IFC | IfcBuildingStorey | acc4a3ce-7927-49eb-8a4b-e7300ee3aea4 | ifc_objects[].ifc_object_type | 07_IFC_Metadata_EAV | acc4a3ce-7927-49eb-8a4b-e7300ee3aea4
predefined_type | DTP_Template | 2026-06-05 | IFC_Core | Object | Level 2 |  |  | IFC | IfcBuildingStorey | acc4a3ce-7927-49eb-8a4b-e7300ee3aea4 | ifc_objects[].predefined_type | 07_IFC_Metadata_EAV | acc4a3ce-7927-49eb-8a4b-e7300ee3aea4
floor_id | DTP_Template | 2026-06-05 | IFC_Core | Object | Level 2 | FL-L02 |  | IFC | IfcBuildingStorey | acc4a3ce-7927-49eb-8a4b-e7300ee3aea4 | ifc_objects[].floor_id | 07_IFC_Metadata_EAV | acc4a3ce-7927-49eb-8a4b-e7300ee3aea4
space_id | DTP_Template | 2026-06-05 | IFC_Core | Object | Level 2 |  |  | IFC | IfcBuildingStorey | acc4a3ce-7927-49eb-8a4b-e7300ee3aea4 | ifc_objects[].space_id | 07_IFC_Metadata_EAV | acc4a3ce-7927-49eb-8a4b-e7300ee3aea4
zone_id | DTP_Template | 2026-06-05 | IFC_Core | Object | Level 2 |  |  | IFC | IfcBuildingStorey | acc4a3ce-7927-49eb-8a4b-e7300ee3aea4 | ifc_objects[].zone_id | 07_IFC_Metadata_EAV | acc4a3ce-7927-49eb-8a4b-e7300ee3aea4
system | DTP_Template | 2026-06-05 | IFC_Core | Object | Level 2 | Spatial |  | IFC | IfcBuildingStorey | acc4a3ce-7927-49eb-8a4b-e7300ee3aea4 | ifc_objects[].system | 07_IFC_Metadata_EAV | acc4a3ce-7927-49eb-8a4b-e7300ee3aea4
discipline | DTP_Template | 2026-06-05 | IFC_Core | Object | Level 2 | Architecture |  | IFC | IfcBuildingStorey | acc4a3ce-7927-49eb-8a4b-e7300ee3aea4 | ifc_objects[].discipline | 07_IFC_Metadata_EAV | acc4a3ce-7927-49eb-8a4b-e7300ee3aea4
ifc_entity | DTP_Template | 2026-06-05 | IFC_Core | Object | Level 3 | IfcBuildingStorey |  | IFC | IfcBuildingStorey | 2e373ce9-c4c5-49a5-bac9-12c0ecf3dfec | ifc_objects[].ifc_entity | 07_IFC_Metadata_EAV | 2e373ce9-c4c5-49a5-bac9-12c0ecf3dfec
ifc_name | DTP_Template | 2026-06-05 | IFC_Core | Object | Level 3 | Level 3 |  | IFC | IfcBuildingStorey | 2e373ce9-c4c5-49a5-bac9-12c0ecf3dfec | ifc_objects[].ifc_name | 07_IFC_Metadata_EAV | 2e373ce9-c4c5-49a5-bac9-12c0ecf3dfec
ifc_object_type | DTP_Template | 2026-06-05 | IFC_Core | Object | Level 3 | BuildingStorey |  | IFC | IfcBuildingStorey | 2e373ce9-c4c5-49a5-bac9-12c0ecf3dfec | ifc_objects[].ifc_object_type | 07_IFC_Metadata_EAV | 2e373ce9-c4c5-49a5-bac9-12c0ecf3dfec
predefined_type | DTP_Template | 2026-06-05 | IFC_Core | Object | Level 3 |  |  | IFC | IfcBuildingStorey | 2e373ce9-c4c5-49a5-bac9-12c0ecf3dfec | ifc_objects[].predefined_type | 07_IFC_Metadata_EAV | 2e373ce9-c4c5-49a5-bac9-12c0ecf3dfec
floor_id | DTP_Template | 2026-06-05 | IFC_Core | Object | Level 3 | FL-L03 |  | IFC | IfcBuildingStorey | 2e373ce9-c4c5-49a5-bac9-12c0ecf3dfec | ifc_objects[].floor_id | 07_IFC_Metadata_EAV | 2e373ce9-c4c5-49a5-bac9-12c0ecf3dfec
space_id | DTP_Template | 2026-06-05 | IFC_Core | Object | Level 3 |  |  | IFC | IfcBuildingStorey | 2e373ce9-c4c5-49a5-bac9-12c0ecf3dfec | ifc_objects[].space_id | 07_IFC_Metadata_EAV | 2e373ce9-c4c5-49a5-bac9-12c0ecf3dfec
zone_id | DTP_Template | 2026-06-05 | IFC_Core | Object | Level 3 |  |  | IFC | IfcBuildingStorey | 2e373ce9-c4c5-49a5-bac9-12c0ecf3dfec | ifc_objects[].zone_id | 07_IFC_Metadata_EAV | 2e373ce9-c4c5-49a5-bac9-12c0ecf3dfec
system | DTP_Template | 2026-06-05 | IFC_Core | Object | Level 3 | Spatial |  | IFC | IfcBuildingStorey | 2e373ce9-c4c5-49a5-bac9-12c0ecf3dfec | ifc_objects[].system | 07_IFC_Metadata_EAV | 2e373ce9-c4c5-49a5-bac9-12c0ecf3dfec
discipline | DTP_Template | 2026-06-05 | IFC_Core | Object | Level 3 | Architecture |  | IFC | IfcBuildingStorey | 2e373ce9-c4c5-49a5-bac9-12c0ecf3dfec | ifc_objects[].discipline | 07_IFC_Metadata_EAV | 2e373ce9-c4c5-49a5-bac9-12c0ecf3dfec
ifc_entity | DTP_Template | 2026-06-05 | IFC_Core | Object | Level 4 | IfcBuildingStorey |  | IFC | IfcBuildingStorey | 44e58165-1e75-45c4-85e2-34a65caaa193 | ifc_objects[].ifc_entity | 07_IFC_Metadata_EAV | 44e58165-1e75-45c4-85e2-34a65caaa193
ifc_name | DTP_Template | 2026-06-05 | IFC_Core | Object | Level 4 | Level 4 |  | IFC | IfcBuildingStorey | 44e58165-1e75-45c4-85e2-34a65caaa193 | ifc_objects[].ifc_name | 07_IFC_Metadata_EAV | 44e58165-1e75-45c4-85e2-34a65caaa193
ifc_object_type | DTP_Template | 2026-06-05 | IFC_Core | Object | Level 4 | BuildingStorey |  | IFC | IfcBuildingStorey | 44e58165-1e75-45c4-85e2-34a65caaa193 | ifc_objects[].ifc_object_type | 07_IFC_Metadata_EAV | 44e58165-1e75-45c4-85e2-34a65caaa193
predefined_type | DTP_Template | 2026-06-05 | IFC_Core | Object | Level 4 |  |  | IFC | IfcBuildingStorey | 44e58165-1e75-45c4-85e2-34a65caaa193 | ifc_objects[].predefined_type | 07_IFC_Metadata_EAV | 44e58165-1e75-45c4-85e2-34a65caaa193
floor_id | DTP_Template | 2026-06-05 | IFC_Core | Object | Level 4 | FL-L04 |  | IFC | IfcBuildingStorey | 44e58165-1e75-45c4-85e2-34a65caaa193 | ifc_objects[].floor_id | 07_IFC_Metadata_EAV | 44e58165-1e75-45c4-85e2-34a65caaa193
space_id | DTP_Template | 2026-06-05 | IFC_Core | Object | Level 4 |  |  | IFC | IfcBuildingStorey | 44e58165-1e75-45c4-85e2-34a65caaa193 | ifc_objects[].space_id | 07_IFC_Metadata_EAV | 44e58165-1e75-45c4-85e2-34a65caaa193
zone_id | DTP_Template | 2026-06-05 | IFC_Core | Object | Level 4 |  |  | IFC | IfcBuildingStorey | 44e58165-1e75-45c4-85e2-34a65caaa193 | ifc_objects[].zone_id | 07_IFC_Metadata_EAV | 44e58165-1e75-45c4-85e2-34a65caaa193
system | DTP_Template | 2026-06-05 | IFC_Core | Object | Level 4 | Spatial |  | IFC | IfcBuildingStorey | 44e58165-1e75-45c4-85e2-34a65caaa193 | ifc_objects[].system | 07_IFC_Metadata_EAV | 44e58165-1e75-45c4-85e2-34a65caaa193
discipline | DTP_Template | 2026-06-05 | IFC_Core | Object | Level 4 | Architecture |  | IFC | IfcBuildingStorey | 44e58165-1e75-45c4-85e2-34a65caaa193 | ifc_objects[].discipline | 07_IFC_Metadata_EAV | 44e58165-1e75-45c4-85e2-34a65caaa193
ifc_entity | DTP_Template | 2026-06-05 | IFC_Core | Object | Level 5 | IfcBuildingStorey |  | IFC | IfcBuildingStorey | 7537ea3c-4cda-43e9-977f-140923654450 | ifc_objects[].ifc_entity | 07_IFC_Metadata_EAV | 7537ea3c-4cda-43e9-977f-140923654450
ifc_name | DTP_Template | 2026-06-05 | IFC_Core | Object | Level 5 | Level 5 |  | IFC | IfcBuildingStorey | 7537ea3c-4cda-43e9-977f-140923654450 | ifc_objects[].ifc_name | 07_IFC_Metadata_EAV | 7537ea3c-4cda-43e9-977f-140923654450
ifc_object_type | DTP_Template | 2026-06-05 | IFC_Core | Object | Level 5 | BuildingStorey |  | IFC | IfcBuildingStorey | 7537ea3c-4cda-43e9-977f-140923654450 | ifc_objects[].ifc_object_type | 07_IFC_Metadata_EAV | 7537ea3c-4cda-43e9-977f-140923654450
predefined_type | DTP_Template | 2026-06-05 | IFC_Core | Object | Level 5 |  |  | IFC | IfcBuildingStorey | 7537ea3c-4cda-43e9-977f-140923654450 | ifc_objects[].predefined_type | 07_IFC_Metadata_EAV | 7537ea3c-4cda-43e9-977f-140923654450
floor_id | DTP_Template | 2026-06-05 | IFC_Core | Object | Level 5 | FL-L05 |  | IFC | IfcBuildingStorey | 7537ea3c-4cda-43e9-977f-140923654450 | ifc_objects[].floor_id | 07_IFC_Metadata_EAV | 7537ea3c-4cda-43e9-977f-140923654450
space_id | DTP_Template | 2026-06-05 | IFC_Core | Object | Level 5 |  |  | IFC | IfcBuildingStorey | 7537ea3c-4cda-43e9-977f-140923654450 | ifc_objects[].space_id | 07_IFC_Metadata_EAV | 7537ea3c-4cda-43e9-977f-140923654450
zone_id | DTP_Template | 2026-06-05 | IFC_Core | Object | Level 5 |  |  | IFC | IfcBuildingStorey | 7537ea3c-4cda-43e9-977f-140923654450 | ifc_objects[].zone_id | 07_IFC_Metadata_EAV | 7537ea3c-4cda-43e9-977f-140923654450
system | DTP_Template | 2026-06-05 | IFC_Core | Object | Level 5 | Spatial |  | IFC | IfcBuildingStorey | 7537ea3c-4cda-43e9-977f-140923654450 | ifc_objects[].system | 07_IFC_Metadata_EAV | 7537ea3c-4cda-43e9-977f-140923654450
discipline | DTP_Template | 2026-06-05 | IFC_Core | Object | Level 5 | Architecture |  | IFC | IfcBuildingStorey | 7537ea3c-4cda-43e9-977f-140923654450 | ifc_objects[].discipline | 07_IFC_Metadata_EAV | 7537ea3c-4cda-43e9-977f-140923654450
ifc_entity | DTP_Template | 2026-06-05 | IFC_Core | Object | Level 10 | IfcBuildingStorey |  | IFC | IfcBuildingStorey | cdc46e8e-c4bc-4fd7-942f-0f666f4d734d | ifc_objects[].ifc_entity | 07_IFC_Metadata_EAV | cdc46e8e-c4bc-4fd7-942f-0f666f4d734d
ifc_name | DTP_Template | 2026-06-05 | IFC_Core | Object | Level 10 | Level 10 |  | IFC | IfcBuildingStorey | cdc46e8e-c4bc-4fd7-942f-0f666f4d734d | ifc_objects[].ifc_name | 07_IFC_Metadata_EAV | cdc46e8e-c4bc-4fd7-942f-0f666f4d734d
ifc_object_type | DTP_Template | 2026-06-05 | IFC_Core | Object | Level 10 | BuildingStorey |  | IFC | IfcBuildingStorey | cdc46e8e-c4bc-4fd7-942f-0f666f4d734d | ifc_objects[].ifc_object_type | 07_IFC_Metadata_EAV | cdc46e8e-c4bc-4fd7-942f-0f666f4d734d
predefined_type | DTP_Template | 2026-06-05 | IFC_Core | Object | Level 10 |  |  | IFC | IfcBuildingStorey | cdc46e8e-c4bc-4fd7-942f-0f666f4d734d | ifc_objects[].predefined_type | 07_IFC_Metadata_EAV | cdc46e8e-c4bc-4fd7-942f-0f666f4d734d
floor_id | DTP_Template | 2026-06-05 | IFC_Core | Object | Level 10 | FL-L10 |  | IFC | IfcBuildingStorey | cdc46e8e-c4bc-4fd7-942f-0f666f4d734d | ifc_objects[].floor_id | 07_IFC_Metadata_EAV | cdc46e8e-c4bc-4fd7-942f-0f666f4d734d
space_id | DTP_Template | 2026-06-05 | IFC_Core | Object | Level 10 |  |  | IFC | IfcBuildingStorey | cdc46e8e-c4bc-4fd7-942f-0f666f4d734d | ifc_objects[].space_id | 07_IFC_Metadata_EAV | cdc46e8e-c4bc-4fd7-942f-0f666f4d734d
zone_id | DTP_Template | 2026-06-05 | IFC_Core | Object | Level 10 |  |  | IFC | IfcBuildingStorey | cdc46e8e-c4bc-4fd7-942f-0f666f4d734d | ifc_objects[].zone_id | 07_IFC_Metadata_EAV | cdc46e8e-c4bc-4fd7-942f-0f666f4d734d
system | DTP_Template | 2026-06-05 | IFC_Core | Object | Level 10 | Spatial |  | IFC | IfcBuildingStorey | cdc46e8e-c4bc-4fd7-942f-0f666f4d734d | ifc_objects[].system | 07_IFC_Metadata_EAV | cdc46e8e-c4bc-4fd7-942f-0f666f4d734d
discipline | DTP_Template | 2026-06-05 | IFC_Core | Object | Level 10 | Architecture |  | IFC | IfcBuildingStorey | cdc46e8e-c4bc-4fd7-942f-0f666f4d734d | ifc_objects[].discipline | 07_IFC_Metadata_EAV | cdc46e8e-c4bc-4fd7-942f-0f666f4d734d
ifc_entity | DTP_Template | 2026-06-05 | IFC_Core | Object | Level 20 | IfcBuildingStorey |  | IFC | IfcBuildingStorey | 9efd4210-c86b-42cb-98b0-2d421831088b | ifc_objects[].ifc_entity | 07_IFC_Metadata_EAV | 9efd4210-c86b-42cb-98b0-2d421831088b
ifc_name | DTP_Template | 2026-06-05 | IFC_Core | Object | Level 20 | Level 20 |  | IFC | IfcBuildingStorey | 9efd4210-c86b-42cb-98b0-2d421831088b | ifc_objects[].ifc_name | 07_IFC_Metadata_EAV | 9efd4210-c86b-42cb-98b0-2d421831088b
ifc_object_type | DTP_Template | 2026-06-05 | IFC_Core | Object | Level 20 | BuildingStorey |  | IFC | IfcBuildingStorey | 9efd4210-c86b-42cb-98b0-2d421831088b | ifc_objects[].ifc_object_type | 07_IFC_Metadata_EAV | 9efd4210-c86b-42cb-98b0-2d421831088b
predefined_type | DTP_Template | 2026-06-05 | IFC_Core | Object | Level 20 |  |  | IFC | IfcBuildingStorey | 9efd4210-c86b-42cb-98b0-2d421831088b | ifc_objects[].predefined_type | 07_IFC_Metadata_EAV | 9efd4210-c86b-42cb-98b0-2d421831088b
floor_id | DTP_Template | 2026-06-05 | IFC_Core | Object | Level 20 | FL-L20 |  | IFC | IfcBuildingStorey | 9efd4210-c86b-42cb-98b0-2d421831088b | ifc_objects[].floor_id | 07_IFC_Metadata_EAV | 9efd4210-c86b-42cb-98b0-2d421831088b
space_id | DTP_Template | 2026-06-05 | IFC_Core | Object | Level 20 |  |  | IFC | IfcBuildingStorey | 9efd4210-c86b-42cb-98b0-2d421831088b | ifc_objects[].space_id | 07_IFC_Metadata_EAV | 9efd4210-c86b-42cb-98b0-2d421831088b
zone_id | DTP_Template | 2026-06-05 | IFC_Core | Object | Level 20 |  |  | IFC | IfcBuildingStorey | 9efd4210-c86b-42cb-98b0-2d421831088b | ifc_objects[].zone_id | 07_IFC_Metadata_EAV | 9efd4210-c86b-42cb-98b0-2d421831088b
system | DTP_Template | 2026-06-05 | IFC_Core | Object | Level 20 | Spatial |  | IFC | IfcBuildingStorey | 9efd4210-c86b-42cb-98b0-2d421831088b | ifc_objects[].system | 07_IFC_Metadata_EAV | 9efd4210-c86b-42cb-98b0-2d421831088b
discipline | DTP_Template | 2026-06-05 | IFC_Core | Object | Level 20 | Architecture |  | IFC | IfcBuildingStorey | 9efd4210-c86b-42cb-98b0-2d421831088b | ifc_objects[].discipline | 07_IFC_Metadata_EAV | 9efd4210-c86b-42cb-98b0-2d421831088b
ifc_entity | DTP_Template | 2026-06-05 | IFC_Core | Object | Roof | IfcBuildingStorey |  | IFC | IfcBuildingStorey | 92a984c9-2ba1-4d14-8ea9-00b82c8bcc9b | ifc_objects[].ifc_entity | 07_IFC_Metadata_EAV | 92a984c9-2ba1-4d14-8ea9-00b82c8bcc9b
ifc_name | DTP_Template | 2026-06-05 | IFC_Core | Object | Roof | Roof |  | IFC | IfcBuildingStorey | 92a984c9-2ba1-4d14-8ea9-00b82c8bcc9b | ifc_objects[].ifc_name | 07_IFC_Metadata_EAV | 92a984c9-2ba1-4d14-8ea9-00b82c8bcc9b
ifc_object_type | DTP_Template | 2026-06-05 | IFC_Core | Object | Roof | BuildingStorey |  | IFC | IfcBuildingStorey | 92a984c9-2ba1-4d14-8ea9-00b82c8bcc9b | ifc_objects[].ifc_object_type | 07_IFC_Metadata_EAV | 92a984c9-2ba1-4d14-8ea9-00b82c8bcc9b
predefined_type | DTP_Template | 2026-06-05 | IFC_Core | Object | Roof |  |  | IFC | IfcBuildingStorey | 92a984c9-2ba1-4d14-8ea9-00b82c8bcc9b | ifc_objects[].predefined_type | 07_IFC_Metadata_EAV | 92a984c9-2ba1-4d14-8ea9-00b82c8bcc9b
floor_id | DTP_Template | 2026-06-05 | IFC_Core | Object | Roof | FL-ROOF |  | IFC | IfcBuildingStorey | 92a984c9-2ba1-4d14-8ea9-00b82c8bcc9b | ifc_objects[].floor_id | 07_IFC_Metadata_EAV | 92a984c9-2ba1-4d14-8ea9-00b82c8bcc9b
space_id | DTP_Template | 2026-06-05 | IFC_Core | Object | Roof |  |  | IFC | IfcBuildingStorey | 92a984c9-2ba1-4d14-8ea9-00b82c8bcc9b | ifc_objects[].space_id | 07_IFC_Metadata_EAV | 92a984c9-2ba1-4d14-8ea9-00b82c8bcc9b
zone_id | DTP_Template | 2026-06-05 | IFC_Core | Object | Roof |  |  | IFC | IfcBuildingStorey | 92a984c9-2ba1-4d14-8ea9-00b82c8bcc9b | ifc_objects[].zone_id | 07_IFC_Metadata_EAV | 92a984c9-2ba1-4d14-8ea9-00b82c8bcc9b
system | DTP_Template | 2026-06-05 | IFC_Core | Object | Roof | Spatial |  | IFC | IfcBuildingStorey | 92a984c9-2ba1-4d14-8ea9-00b82c8bcc9b | ifc_objects[].system | 07_IFC_Metadata_EAV | 92a984c9-2ba1-4d14-8ea9-00b82c8bcc9b
discipline | DTP_Template | 2026-06-05 | IFC_Core | Object | Roof | Architecture |  | IFC | IfcBuildingStorey | 92a984c9-2ba1-4d14-8ea9-00b82c8bcc9b | ifc_objects[].discipline | 07_IFC_Metadata_EAV | 92a984c9-2ba1-4d14-8ea9-00b82c8bcc9b
ifc_entity | DTP_Template | 2026-06-05 | IFC_Core | Object | Parking Zone A | IfcSpace |  | IFC | IfcSpace | 73769a44-6253-4800-9012-e9de9c37b660 | ifc_objects[].ifc_entity | 07_IFC_Metadata_EAV | 73769a44-6253-4800-9012-e9de9c37b660
ifc_name | DTP_Template | 2026-06-05 | IFC_Core | Object | Parking Zone A | Parking Zone A |  | IFC | IfcSpace | 73769a44-6253-4800-9012-e9de9c37b660 | ifc_objects[].ifc_name | 07_IFC_Metadata_EAV | 73769a44-6253-4800-9012-e9de9c37b660
ifc_object_type | DTP_Template | 2026-06-05 | IFC_Core | Object | Parking Zone A | Parking |  | IFC | IfcSpace | 73769a44-6253-4800-9012-e9de9c37b660 | ifc_objects[].ifc_object_type | 07_IFC_Metadata_EAV | 73769a44-6253-4800-9012-e9de9c37b660
predefined_type | DTP_Template | 2026-06-05 | IFC_Core | Object | Parking Zone A | Parking |  | IFC | IfcSpace | 73769a44-6253-4800-9012-e9de9c37b660 | ifc_objects[].predefined_type | 07_IFC_Metadata_EAV | 73769a44-6253-4800-9012-e9de9c37b660
floor_id | DTP_Template | 2026-06-05 | IFC_Core | Object | Parking Zone A | FL-B2 |  | IFC | IfcSpace | 73769a44-6253-4800-9012-e9de9c37b660 | ifc_objects[].floor_id | 07_IFC_Metadata_EAV | 73769a44-6253-4800-9012-e9de9c37b660
space_id | DTP_Template | 2026-06-05 | IFC_Core | Object | Parking Zone A | SP-B2-PARKING-A |  | IFC | IfcSpace | 73769a44-6253-4800-9012-e9de9c37b660 | ifc_objects[].space_id | 07_IFC_Metadata_EAV | 73769a44-6253-4800-9012-e9de9c37b660
zone_id | DTP_Template | 2026-06-05 | IFC_Core | Object | Parking Zone A |  |  | IFC | IfcSpace | 73769a44-6253-4800-9012-e9de9c37b660 | ifc_objects[].zone_id | 07_IFC_Metadata_EAV | 73769a44-6253-4800-9012-e9de9c37b660
system | DTP_Template | 2026-06-05 | IFC_Core | Object | Parking Zone A | Spatial |  | IFC | IfcSpace | 73769a44-6253-4800-9012-e9de9c37b660 | ifc_objects[].system | 07_IFC_Metadata_EAV | 73769a44-6253-4800-9012-e9de9c37b660
discipline | DTP_Template | 2026-06-05 | IFC_Core | Object | Parking Zone A | Architecture |  | IFC | IfcSpace | 73769a44-6253-4800-9012-e9de9c37b660 | ifc_objects[].discipline | 07_IFC_Metadata_EAV | 73769a44-6253-4800-9012-e9de9c37b660
ifc_entity | DTP_Template | 2026-06-05 | IFC_Core | Object | Water Tank Room | IfcSpace |  | IFC | IfcSpace | 4e6f46ae-dc5c-40c9-a10c-c15bb1313ce0 | ifc_objects[].ifc_entity | 07_IFC_Metadata_EAV | 4e6f46ae-dc5c-40c9-a10c-c15bb1313ce0
ifc_name | DTP_Template | 2026-06-05 | IFC_Core | Object | Water Tank Room | Water Tank Room |  | IFC | IfcSpace | 4e6f46ae-dc5c-40c9-a10c-c15bb1313ce0 | ifc_objects[].ifc_name | 07_IFC_Metadata_EAV | 4e6f46ae-dc5c-40c9-a10c-c15bb1313ce0
ifc_object_type | DTP_Template | 2026-06-05 | IFC_Core | Object | Water Tank Room | MEP Room |  | IFC | IfcSpace | 4e6f46ae-dc5c-40c9-a10c-c15bb1313ce0 | ifc_objects[].ifc_object_type | 07_IFC_Metadata_EAV | 4e6f46ae-dc5c-40c9-a10c-c15bb1313ce0
predefined_type | DTP_Template | 2026-06-05 | IFC_Core | Object | Water Tank Room | MEP Room |  | IFC | IfcSpace | 4e6f46ae-dc5c-40c9-a10c-c15bb1313ce0 | ifc_objects[].predefined_type | 07_IFC_Metadata_EAV | 4e6f46ae-dc5c-40c9-a10c-c15bb1313ce0
floor_id | DTP_Template | 2026-06-05 | IFC_Core | Object | Water Tank Room | FL-B2 |  | IFC | IfcSpace | 4e6f46ae-dc5c-40c9-a10c-c15bb1313ce0 | ifc_objects[].floor_id | 07_IFC_Metadata_EAV | 4e6f46ae-dc5c-40c9-a10c-c15bb1313ce0
space_id | DTP_Template | 2026-06-05 | IFC_Core | Object | Water Tank Room | SP-B2-WATER-TANK |  | IFC | IfcSpace | 4e6f46ae-dc5c-40c9-a10c-c15bb1313ce0 | ifc_objects[].space_id | 07_IFC_Metadata_EAV | 4e6f46ae-dc5c-40c9-a10c-c15bb1313ce0
zone_id | DTP_Template | 2026-06-05 | IFC_Core | Object | Water Tank Room |  |  | IFC | IfcSpace | 4e6f46ae-dc5c-40c9-a10c-c15bb1313ce0 | ifc_objects[].zone_id | 07_IFC_Metadata_EAV | 4e6f46ae-dc5c-40c9-a10c-c15bb1313ce0
system | DTP_Template | 2026-06-05 | IFC_Core | Object | Water Tank Room | Spatial |  | IFC | IfcSpace | 4e6f46ae-dc5c-40c9-a10c-c15bb1313ce0 | ifc_objects[].system | 07_IFC_Metadata_EAV | 4e6f46ae-dc5c-40c9-a10c-c15bb1313ce0
discipline | DTP_Template | 2026-06-05 | IFC_Core | Object | Water Tank Room | Architecture |  | IFC | IfcSpace | 4e6f46ae-dc5c-40c9-a10c-c15bb1313ce0 | ifc_objects[].discipline | 07_IFC_Metadata_EAV | 4e6f46ae-dc5c-40c9-a10c-c15bb1313ce0
ifc_entity | DTP_Template | 2026-06-05 | IFC_Core | Object | Chiller Plant Room | IfcSpace |  | IFC | IfcSpace | a8793967-6f0e-45b4-af01-540dda7c0d97 | ifc_objects[].ifc_entity | 07_IFC_Metadata_EAV | a8793967-6f0e-45b4-af01-540dda7c0d97
ifc_name | DTP_Template | 2026-06-05 | IFC_Core | Object | Chiller Plant Room | Chiller Plant Room |  | IFC | IfcSpace | a8793967-6f0e-45b4-af01-540dda7c0d97 | ifc_objects[].ifc_name | 07_IFC_Metadata_EAV | a8793967-6f0e-45b4-af01-540dda7c0d97
ifc_object_type | DTP_Template | 2026-06-05 | IFC_Core | Object | Chiller Plant Room | MEP Room |  | IFC | IfcSpace | a8793967-6f0e-45b4-af01-540dda7c0d97 | ifc_objects[].ifc_object_type | 07_IFC_Metadata_EAV | a8793967-6f0e-45b4-af01-540dda7c0d97
predefined_type | DTP_Template | 2026-06-05 | IFC_Core | Object | Chiller Plant Room | MEP Room |  | IFC | IfcSpace | a8793967-6f0e-45b4-af01-540dda7c0d97 | ifc_objects[].predefined_type | 07_IFC_Metadata_EAV | a8793967-6f0e-45b4-af01-540dda7c0d97
floor_id | DTP_Template | 2026-06-05 | IFC_Core | Object | Chiller Plant Room | FL-B1 |  | IFC | IfcSpace | a8793967-6f0e-45b4-af01-540dda7c0d97 | ifc_objects[].floor_id | 07_IFC_Metadata_EAV | a8793967-6f0e-45b4-af01-540dda7c0d97
space_id | DTP_Template | 2026-06-05 | IFC_Core | Object | Chiller Plant Room | SP-B1-CHILLER |  | IFC | IfcSpace | a8793967-6f0e-45b4-af01-540dda7c0d97 | ifc_objects[].space_id | 07_IFC_Metadata_EAV | a8793967-6f0e-45b4-af01-540dda7c0d97
zone_id | DTP_Template | 2026-06-05 | IFC_Core | Object | Chiller Plant Room | ZONE-HVAC-B1-PLANT |  | IFC | IfcSpace | a8793967-6f0e-45b4-af01-540dda7c0d97 | ifc_objects[].zone_id | 07_IFC_Metadata_EAV | a8793967-6f0e-45b4-af01-540dda7c0d97
system | DTP_Template | 2026-06-05 | IFC_Core | Object | Chiller Plant Room | Spatial |  | IFC | IfcSpace | a8793967-6f0e-45b4-af01-540dda7c0d97 | ifc_objects[].system | 07_IFC_Metadata_EAV | a8793967-6f0e-45b4-af01-540dda7c0d97
discipline | DTP_Template | 2026-06-05 | IFC_Core | Object | Chiller Plant Room | Architecture |  | IFC | IfcSpace | a8793967-6f0e-45b4-af01-540dda7c0d97 | ifc_objects[].discipline | 07_IFC_Metadata_EAV | a8793967-6f0e-45b4-af01-540dda7c0d97
ifc_entity | DTP_Template | 2026-06-05 | IFC_Core | Object | Fire Pump Room | IfcSpace |  | IFC | IfcSpace | 35a75595-b9c9-49d4-8cec-bc899b8783ef | ifc_objects[].ifc_entity | 07_IFC_Metadata_EAV | 35a75595-b9c9-49d4-8cec-bc899b8783ef
ifc_name | DTP_Template | 2026-06-05 | IFC_Core | Object | Fire Pump Room | Fire Pump Room |  | IFC | IfcSpace | 35a75595-b9c9-49d4-8cec-bc899b8783ef | ifc_objects[].ifc_name | 07_IFC_Metadata_EAV | 35a75595-b9c9-49d4-8cec-bc899b8783ef
ifc_object_type | DTP_Template | 2026-06-05 | IFC_Core | Object | Fire Pump Room | MEP Room |  | IFC | IfcSpace | 35a75595-b9c9-49d4-8cec-bc899b8783ef | ifc_objects[].ifc_object_type | 07_IFC_Metadata_EAV | 35a75595-b9c9-49d4-8cec-bc899b8783ef
predefined_type | DTP_Template | 2026-06-05 | IFC_Core | Object | Fire Pump Room | MEP Room |  | IFC | IfcSpace | 35a75595-b9c9-49d4-8cec-bc899b8783ef | ifc_objects[].predefined_type | 07_IFC_Metadata_EAV | 35a75595-b9c9-49d4-8cec-bc899b8783ef
floor_id | DTP_Template | 2026-06-05 | IFC_Core | Object | Fire Pump Room | FL-B1 |  | IFC | IfcSpace | 35a75595-b9c9-49d4-8cec-bc899b8783ef | ifc_objects[].floor_id | 07_IFC_Metadata_EAV | 35a75595-b9c9-49d4-8cec-bc899b8783ef
space_id | DTP_Template | 2026-06-05 | IFC_Core | Object | Fire Pump Room | SP-B1-FIRE-PUMP |  | IFC | IfcSpace | 35a75595-b9c9-49d4-8cec-bc899b8783ef | ifc_objects[].space_id | 07_IFC_Metadata_EAV | 35a75595-b9c9-49d4-8cec-bc899b8783ef
zone_id | DTP_Template | 2026-06-05 | IFC_Core | Object | Fire Pump Room | ZONE-FIRE-B1 |  | IFC | IfcSpace | 35a75595-b9c9-49d4-8cec-bc899b8783ef | ifc_objects[].zone_id | 07_IFC_Metadata_EAV | 35a75595-b9c9-49d4-8cec-bc899b8783ef
system | DTP_Template | 2026-06-05 | IFC_Core | Object | Fire Pump Room | Spatial |  | IFC | IfcSpace | 35a75595-b9c9-49d4-8cec-bc899b8783ef | ifc_objects[].system | 07_IFC_Metadata_EAV | 35a75595-b9c9-49d4-8cec-bc899b8783ef
discipline | DTP_Template | 2026-06-05 | IFC_Core | Object | Fire Pump Room | Architecture |  | IFC | IfcSpace | 35a75595-b9c9-49d4-8cec-bc899b8783ef | ifc_objects[].discipline | 07_IFC_Metadata_EAV | 35a75595-b9c9-49d4-8cec-bc899b8783ef
ifc_entity | DTP_Template | 2026-06-05 | IFC_Core | Object | Main Lobby | IfcSpace |  | IFC | IfcSpace | b8c30088-0105-4dcd-8b69-0636b1c288fd | ifc_objects[].ifc_entity | 07_IFC_Metadata_EAV | b8c30088-0105-4dcd-8b69-0636b1c288fd
ifc_name | DTP_Template | 2026-06-05 | IFC_Core | Object | Main Lobby | Main Lobby |  | IFC | IfcSpace | b8c30088-0105-4dcd-8b69-0636b1c288fd | ifc_objects[].ifc_name | 07_IFC_Metadata_EAV | b8c30088-0105-4dcd-8b69-0636b1c288fd
ifc_object_type | DTP_Template | 2026-06-05 | IFC_Core | Object | Main Lobby | Public Area |  | IFC | IfcSpace | b8c30088-0105-4dcd-8b69-0636b1c288fd | ifc_objects[].ifc_object_type | 07_IFC_Metadata_EAV | b8c30088-0105-4dcd-8b69-0636b1c288fd
predefined_type | DTP_Template | 2026-06-05 | IFC_Core | Object | Main Lobby | Public Area |  | IFC | IfcSpace | b8c30088-0105-4dcd-8b69-0636b1c288fd | ifc_objects[].predefined_type | 07_IFC_Metadata_EAV | b8c30088-0105-4dcd-8b69-0636b1c288fd
floor_id | DTP_Template | 2026-06-05 | IFC_Core | Object | Main Lobby | FL-L01 |  | IFC | IfcSpace | b8c30088-0105-4dcd-8b69-0636b1c288fd | ifc_objects[].floor_id | 07_IFC_Metadata_EAV | b8c30088-0105-4dcd-8b69-0636b1c288fd
space_id | DTP_Template | 2026-06-05 | IFC_Core | Object | Main Lobby | SP-L01-LOBBY |  | IFC | IfcSpace | b8c30088-0105-4dcd-8b69-0636b1c288fd | ifc_objects[].space_id | 07_IFC_Metadata_EAV | b8c30088-0105-4dcd-8b69-0636b1c288fd
zone_id | DTP_Template | 2026-06-05 | IFC_Core | Object | Main Lobby | ZONE-PUBLIC-L01 |  | IFC | IfcSpace | b8c30088-0105-4dcd-8b69-0636b1c288fd | ifc_objects[].zone_id | 07_IFC_Metadata_EAV | b8c30088-0105-4dcd-8b69-0636b1c288fd
system | DTP_Template | 2026-06-05 | IFC_Core | Object | Main Lobby | Spatial |  | IFC | IfcSpace | b8c30088-0105-4dcd-8b69-0636b1c288fd | ifc_objects[].system | 07_IFC_Metadata_EAV | b8c30088-0105-4dcd-8b69-0636b1c288fd
discipline | DTP_Template | 2026-06-05 | IFC_Core | Object | Main Lobby | Architecture |  | IFC | IfcSpace | b8c30088-0105-4dcd-8b69-0636b1c288fd | ifc_objects[].discipline | 07_IFC_Metadata_EAV | b8c30088-0105-4dcd-8b69-0636b1c288fd
ifc_entity | DTP_Template | 2026-06-05 | IFC_Core | Object | Security Control Room | IfcSpace |  | IFC | IfcSpace | a15e4326-528a-4cf4-9b3d-d21325b2f147 | ifc_objects[].ifc_entity | 07_IFC_Metadata_EAV | a15e4326-528a-4cf4-9b3d-d21325b2f147
ifc_name | DTP_Template | 2026-06-05 | IFC_Core | Object | Security Control Room | Security Control Room |  | IFC | IfcSpace | a15e4326-528a-4cf4-9b3d-d21325b2f147 | ifc_objects[].ifc_name | 07_IFC_Metadata_EAV | a15e4326-528a-4cf4-9b3d-d21325b2f147
ifc_object_type | DTP_Template | 2026-06-05 | IFC_Core | Object | Security Control Room | Control Room |  | IFC | IfcSpace | a15e4326-528a-4cf4-9b3d-d21325b2f147 | ifc_objects[].ifc_object_type | 07_IFC_Metadata_EAV | a15e4326-528a-4cf4-9b3d-d21325b2f147
predefined_type | DTP_Template | 2026-06-05 | IFC_Core | Object | Security Control Room | Control Room |  | IFC | IfcSpace | a15e4326-528a-4cf4-9b3d-d21325b2f147 | ifc_objects[].predefined_type | 07_IFC_Metadata_EAV | a15e4326-528a-4cf4-9b3d-d21325b2f147
floor_id | DTP_Template | 2026-06-05 | IFC_Core | Object | Security Control Room | FL-L01 |  | IFC | IfcSpace | a15e4326-528a-4cf4-9b3d-d21325b2f147 | ifc_objects[].floor_id | 07_IFC_Metadata_EAV | a15e4326-528a-4cf4-9b3d-d21325b2f147
space_id | DTP_Template | 2026-06-05 | IFC_Core | Object | Security Control Room | SP-L01-SECURITY |  | IFC | IfcSpace | a15e4326-528a-4cf4-9b3d-d21325b2f147 | ifc_objects[].space_id | 07_IFC_Metadata_EAV | a15e4326-528a-4cf4-9b3d-d21325b2f147
zone_id | DTP_Template | 2026-06-05 | IFC_Core | Object | Security Control Room | ZONE-PUBLIC-L01 |  | IFC | IfcSpace | a15e4326-528a-4cf4-9b3d-d21325b2f147 | ifc_objects[].zone_id | 07_IFC_Metadata_EAV | a15e4326-528a-4cf4-9b3d-d21325b2f147
system | DTP_Template | 2026-06-05 | IFC_Core | Object | Security Control Room | Spatial |  | IFC | IfcSpace | a15e4326-528a-4cf4-9b3d-d21325b2f147 | ifc_objects[].system | 07_IFC_Metadata_EAV | a15e4326-528a-4cf4-9b3d-d21325b2f147
discipline | DTP_Template | 2026-06-05 | IFC_Core | Object | Security Control Room | Architecture |  | IFC | IfcSpace | a15e4326-528a-4cf4-9b3d-d21325b2f147 | ifc_objects[].discipline | 07_IFC_Metadata_EAV | a15e4326-528a-4cf4-9b3d-d21325b2f147
ifc_entity | DTP_Template | 2026-06-05 | IFC_Core | Object | Office Area A | IfcSpace |  | IFC | IfcSpace | e8e9c886-caba-4519-8d8b-99149d7e454b | ifc_objects[].ifc_entity | 07_IFC_Metadata_EAV | e8e9c886-caba-4519-8d8b-99149d7e454b
ifc_name | DTP_Template | 2026-06-05 | IFC_Core | Object | Office Area A | Office Area A |  | IFC | IfcSpace | e8e9c886-caba-4519-8d8b-99149d7e454b | ifc_objects[].ifc_name | 07_IFC_Metadata_EAV | e8e9c886-caba-4519-8d8b-99149d7e454b
ifc_object_type | DTP_Template | 2026-06-05 | IFC_Core | Object | Office Area A | Office |  | IFC | IfcSpace | e8e9c886-caba-4519-8d8b-99149d7e454b | ifc_objects[].ifc_object_type | 07_IFC_Metadata_EAV | e8e9c886-caba-4519-8d8b-99149d7e454b
predefined_type | DTP_Template | 2026-06-05 | IFC_Core | Object | Office Area A | Office |  | IFC | IfcSpace | e8e9c886-caba-4519-8d8b-99149d7e454b | ifc_objects[].predefined_type | 07_IFC_Metadata_EAV | e8e9c886-caba-4519-8d8b-99149d7e454b
floor_id | DTP_Template | 2026-06-05 | IFC_Core | Object | Office Area A | FL-L02 |  | IFC | IfcSpace | e8e9c886-caba-4519-8d8b-99149d7e454b | ifc_objects[].floor_id | 07_IFC_Metadata_EAV | e8e9c886-caba-4519-8d8b-99149d7e454b
space_id | DTP_Template | 2026-06-05 | IFC_Core | Object | Office Area A | SP-L02-OFFICE-A |  | IFC | IfcSpace | e8e9c886-caba-4519-8d8b-99149d7e454b | ifc_objects[].space_id | 07_IFC_Metadata_EAV | e8e9c886-caba-4519-8d8b-99149d7e454b
zone_id | DTP_Template | 2026-06-05 | IFC_Core | Object | Office Area A | ZONE-OFFICE-L02 |  | IFC | IfcSpace | e8e9c886-caba-4519-8d8b-99149d7e454b | ifc_objects[].zone_id | 07_IFC_Metadata_EAV | e8e9c886-caba-4519-8d8b-99149d7e454b
system | DTP_Template | 2026-06-05 | IFC_Core | Object | Office Area A | Spatial |  | IFC | IfcSpace | e8e9c886-caba-4519-8d8b-99149d7e454b | ifc_objects[].system | 07_IFC_Metadata_EAV | e8e9c886-caba-4519-8d8b-99149d7e454b
discipline | DTP_Template | 2026-06-05 | IFC_Core | Object | Office Area A | Architecture |  | IFC | IfcSpace | e8e9c886-caba-4519-8d8b-99149d7e454b | ifc_objects[].discipline | 07_IFC_Metadata_EAV | e8e9c886-caba-4519-8d8b-99149d7e454b
ifc_entity | DTP_Template | 2026-06-05 | IFC_Core | Object | Meeting Suite | IfcSpace |  | IFC | IfcSpace | 6be8d72a-7276-4f29-964b-d73e09b1a848 | ifc_objects[].ifc_entity | 07_IFC_Metadata_EAV | 6be8d72a-7276-4f29-964b-d73e09b1a848
ifc_name | DTP_Template | 2026-06-05 | IFC_Core | Object | Meeting Suite | Meeting Suite |  | IFC | IfcSpace | 6be8d72a-7276-4f29-964b-d73e09b1a848 | ifc_objects[].ifc_name | 07_IFC_Metadata_EAV | 6be8d72a-7276-4f29-964b-d73e09b1a848
ifc_object_type | DTP_Template | 2026-06-05 | IFC_Core | Object | Meeting Suite | Office |  | IFC | IfcSpace | 6be8d72a-7276-4f29-964b-d73e09b1a848 | ifc_objects[].ifc_object_type | 07_IFC_Metadata_EAV | 6be8d72a-7276-4f29-964b-d73e09b1a848
predefined_type | DTP_Template | 2026-06-05 | IFC_Core | Object | Meeting Suite | Office |  | IFC | IfcSpace | 6be8d72a-7276-4f29-964b-d73e09b1a848 | ifc_objects[].predefined_type | 07_IFC_Metadata_EAV | 6be8d72a-7276-4f29-964b-d73e09b1a848
floor_id | DTP_Template | 2026-06-05 | IFC_Core | Object | Meeting Suite | FL-L03 |  | IFC | IfcSpace | 6be8d72a-7276-4f29-964b-d73e09b1a848 | ifc_objects[].floor_id | 07_IFC_Metadata_EAV | 6be8d72a-7276-4f29-964b-d73e09b1a848
space_id | DTP_Template | 2026-06-05 | IFC_Core | Object | Meeting Suite | SP-L03-MEETING |  | IFC | IfcSpace | 6be8d72a-7276-4f29-964b-d73e09b1a848 | ifc_objects[].space_id | 07_IFC_Metadata_EAV | 6be8d72a-7276-4f29-964b-d73e09b1a848
zone_id | DTP_Template | 2026-06-05 | IFC_Core | Object | Meeting Suite |  |  | IFC | IfcSpace | 6be8d72a-7276-4f29-964b-d73e09b1a848 | ifc_objects[].zone_id | 07_IFC_Metadata_EAV | 6be8d72a-7276-4f29-964b-d73e09b1a848
system | DTP_Template | 2026-06-05 | IFC_Core | Object | Meeting Suite | Spatial |  | IFC | IfcSpace | 6be8d72a-7276-4f29-964b-d73e09b1a848 | ifc_objects[].system | 07_IFC_Metadata_EAV | 6be8d72a-7276-4f29-964b-d73e09b1a848
discipline | DTP_Template | 2026-06-05 | IFC_Core | Object | Meeting Suite | Architecture |  | IFC | IfcSpace | 6be8d72a-7276-4f29-964b-d73e09b1a848 | ifc_objects[].discipline | 07_IFC_Metadata_EAV | 6be8d72a-7276-4f29-964b-d73e09b1a848
ifc_entity | DTP_Template | 2026-06-05 | IFC_Core | Object | AHU Room Level 4 | IfcSpace |  | IFC | IfcSpace | bfd40a4a-8620-48c2-96f6-e96102b58c73 | ifc_objects[].ifc_entity | 07_IFC_Metadata_EAV | bfd40a4a-8620-48c2-96f6-e96102b58c73
ifc_name | DTP_Template | 2026-06-05 | IFC_Core | Object | AHU Room Level 4 | AHU Room Level 4 |  | IFC | IfcSpace | bfd40a4a-8620-48c2-96f6-e96102b58c73 | ifc_objects[].ifc_name | 07_IFC_Metadata_EAV | bfd40a4a-8620-48c2-96f6-e96102b58c73
ifc_object_type | DTP_Template | 2026-06-05 | IFC_Core | Object | AHU Room Level 4 | MEP Room |  | IFC | IfcSpace | bfd40a4a-8620-48c2-96f6-e96102b58c73 | ifc_objects[].ifc_object_type | 07_IFC_Metadata_EAV | bfd40a4a-8620-48c2-96f6-e96102b58c73
predefined_type | DTP_Template | 2026-06-05 | IFC_Core | Object | AHU Room Level 4 | MEP Room |  | IFC | IfcSpace | bfd40a4a-8620-48c2-96f6-e96102b58c73 | ifc_objects[].predefined_type | 07_IFC_Metadata_EAV | bfd40a4a-8620-48c2-96f6-e96102b58c73
floor_id | DTP_Template | 2026-06-05 | IFC_Core | Object | AHU Room Level 4 | FL-L04 |  | IFC | IfcSpace | bfd40a4a-8620-48c2-96f6-e96102b58c73 | ifc_objects[].floor_id | 07_IFC_Metadata_EAV | bfd40a4a-8620-48c2-96f6-e96102b58c73
space_id | DTP_Template | 2026-06-05 | IFC_Core | Object | AHU Room Level 4 | SP-L04-AHU |  | IFC | IfcSpace | bfd40a4a-8620-48c2-96f6-e96102b58c73 | ifc_objects[].space_id | 07_IFC_Metadata_EAV | bfd40a4a-8620-48c2-96f6-e96102b58c73
zone_id | DTP_Template | 2026-06-05 | IFC_Core | Object | AHU Room Level 4 |  |  | IFC | IfcSpace | bfd40a4a-8620-48c2-96f6-e96102b58c73 | ifc_objects[].zone_id | 07_IFC_Metadata_EAV | bfd40a4a-8620-48c2-96f6-e96102b58c73
system | DTP_Template | 2026-06-05 | IFC_Core | Object | AHU Room Level 4 | Spatial |  | IFC | IfcSpace | bfd40a4a-8620-48c2-96f6-e96102b58c73 | ifc_objects[].system | 07_IFC_Metadata_EAV | bfd40a4a-8620-48c2-96f6-e96102b58c73
discipline | DTP_Template | 2026-06-05 | IFC_Core | Object | AHU Room Level 4 | Architecture |  | IFC | IfcSpace | bfd40a4a-8620-48c2-96f6-e96102b58c73 | ifc_objects[].discipline | 07_IFC_Metadata_EAV | bfd40a4a-8620-48c2-96f6-e96102b58c73
ifc_entity | DTP_Template | 2026-06-05 | IFC_Core | Object | Office Area A | IfcSpace |  | IFC | IfcSpace | e3874e13-a653-4708-b7e8-e4ad5dd19612 | ifc_objects[].ifc_entity | 07_IFC_Metadata_EAV | e3874e13-a653-4708-b7e8-e4ad5dd19612
ifc_name | DTP_Template | 2026-06-05 | IFC_Core | Object | Office Area A | Office Area A |  | IFC | IfcSpace | e3874e13-a653-4708-b7e8-e4ad5dd19612 | ifc_objects[].ifc_name | 07_IFC_Metadata_EAV | e3874e13-a653-4708-b7e8-e4ad5dd19612
ifc_object_type | DTP_Template | 2026-06-05 | IFC_Core | Object | Office Area A | Office |  | IFC | IfcSpace | e3874e13-a653-4708-b7e8-e4ad5dd19612 | ifc_objects[].ifc_object_type | 07_IFC_Metadata_EAV | e3874e13-a653-4708-b7e8-e4ad5dd19612
predefined_type | DTP_Template | 2026-06-05 | IFC_Core | Object | Office Area A | Office |  | IFC | IfcSpace | e3874e13-a653-4708-b7e8-e4ad5dd19612 | ifc_objects[].predefined_type | 07_IFC_Metadata_EAV | e3874e13-a653-4708-b7e8-e4ad5dd19612
floor_id | DTP_Template | 2026-06-05 | IFC_Core | Object | Office Area A | FL-L05 |  | IFC | IfcSpace | e3874e13-a653-4708-b7e8-e4ad5dd19612 | ifc_objects[].floor_id | 07_IFC_Metadata_EAV | e3874e13-a653-4708-b7e8-e4ad5dd19612
space_id | DTP_Template | 2026-06-05 | IFC_Core | Object | Office Area A | SP-L05-OFFICE-A |  | IFC | IfcSpace | e3874e13-a653-4708-b7e8-e4ad5dd19612 | ifc_objects[].space_id | 07_IFC_Metadata_EAV | e3874e13-a653-4708-b7e8-e4ad5dd19612
zone_id | DTP_Template | 2026-06-05 | IFC_Core | Object | Office Area A | ZONE-OFFICE-L05 |  | IFC | IfcSpace | e3874e13-a653-4708-b7e8-e4ad5dd19612 | ifc_objects[].zone_id | 07_IFC_Metadata_EAV | e3874e13-a653-4708-b7e8-e4ad5dd19612
system | DTP_Template | 2026-06-05 | IFC_Core | Object | Office Area A | Spatial |  | IFC | IfcSpace | e3874e13-a653-4708-b7e8-e4ad5dd19612 | ifc_objects[].system | 07_IFC_Metadata_EAV | e3874e13-a653-4708-b7e8-e4ad5dd19612
discipline | DTP_Template | 2026-06-05 | IFC_Core | Object | Office Area A | Architecture |  | IFC | IfcSpace | e3874e13-a653-4708-b7e8-e4ad5dd19612 | ifc_objects[].discipline | 07_IFC_Metadata_EAV | e3874e13-a653-4708-b7e8-e4ad5dd19612
ifc_entity | DTP_Template | 2026-06-05 | IFC_Core | Object | Office Area A | IfcSpace |  | IFC | IfcSpace | d8a09ea1-2798-4b47-ae7c-4b61e43764aa | ifc_objects[].ifc_entity | 07_IFC_Metadata_EAV | d8a09ea1-2798-4b47-ae7c-4b61e43764aa
ifc_name | DTP_Template | 2026-06-05 | IFC_Core | Object | Office Area A | Office Area A |  | IFC | IfcSpace | d8a09ea1-2798-4b47-ae7c-4b61e43764aa | ifc_objects[].ifc_name | 07_IFC_Metadata_EAV | d8a09ea1-2798-4b47-ae7c-4b61e43764aa
ifc_object_type | DTP_Template | 2026-06-05 | IFC_Core | Object | Office Area A | Office |  | IFC | IfcSpace | d8a09ea1-2798-4b47-ae7c-4b61e43764aa | ifc_objects[].ifc_object_type | 07_IFC_Metadata_EAV | d8a09ea1-2798-4b47-ae7c-4b61e43764aa
predefined_type | DTP_Template | 2026-06-05 | IFC_Core | Object | Office Area A | Office |  | IFC | IfcSpace | d8a09ea1-2798-4b47-ae7c-4b61e43764aa | ifc_objects[].predefined_type | 07_IFC_Metadata_EAV | d8a09ea1-2798-4b47-ae7c-4b61e43764aa
floor_id | DTP_Template | 2026-06-05 | IFC_Core | Object | Office Area A | FL-L10 |  | IFC | IfcSpace | d8a09ea1-2798-4b47-ae7c-4b61e43764aa | ifc_objects[].floor_id | 07_IFC_Metadata_EAV | d8a09ea1-2798-4b47-ae7c-4b61e43764aa
space_id | DTP_Template | 2026-06-05 | IFC_Core | Object | Office Area A | SP-L10-OFFICE-A |  | IFC | IfcSpace | d8a09ea1-2798-4b47-ae7c-4b61e43764aa | ifc_objects[].space_id | 07_IFC_Metadata_EAV | d8a09ea1-2798-4b47-ae7c-4b61e43764aa
zone_id | DTP_Template | 2026-06-05 | IFC_Core | Object | Office Area A | ZONE-OFFICE-L10 |  | IFC | IfcSpace | d8a09ea1-2798-4b47-ae7c-4b61e43764aa | ifc_objects[].zone_id | 07_IFC_Metadata_EAV | d8a09ea1-2798-4b47-ae7c-4b61e43764aa
system | DTP_Template | 2026-06-05 | IFC_Core | Object | Office Area A | Spatial |  | IFC | IfcSpace | d8a09ea1-2798-4b47-ae7c-4b61e43764aa | ifc_objects[].system | 07_IFC_Metadata_EAV | d8a09ea1-2798-4b47-ae7c-4b61e43764aa
discipline | DTP_Template | 2026-06-05 | IFC_Core | Object | Office Area A | Architecture |  | IFC | IfcSpace | d8a09ea1-2798-4b47-ae7c-4b61e43764aa | ifc_objects[].discipline | 07_IFC_Metadata_EAV | d8a09ea1-2798-4b47-ae7c-4b61e43764aa
ifc_entity | DTP_Template | 2026-06-05 | IFC_Core | Object | Office Area A | IfcSpace |  | IFC | IfcSpace | ca1e8a08-3266-4c55-8e73-4448464527f0 | ifc_objects[].ifc_entity | 07_IFC_Metadata_EAV | ca1e8a08-3266-4c55-8e73-4448464527f0
ifc_name | DTP_Template | 2026-06-05 | IFC_Core | Object | Office Area A | Office Area A |  | IFC | IfcSpace | ca1e8a08-3266-4c55-8e73-4448464527f0 | ifc_objects[].ifc_name | 07_IFC_Metadata_EAV | ca1e8a08-3266-4c55-8e73-4448464527f0
ifc_object_type | DTP_Template | 2026-06-05 | IFC_Core | Object | Office Area A | Office |  | IFC | IfcSpace | ca1e8a08-3266-4c55-8e73-4448464527f0 | ifc_objects[].ifc_object_type | 07_IFC_Metadata_EAV | ca1e8a08-3266-4c55-8e73-4448464527f0
predefined_type | DTP_Template | 2026-06-05 | IFC_Core | Object | Office Area A | Office |  | IFC | IfcSpace | ca1e8a08-3266-4c55-8e73-4448464527f0 | ifc_objects[].predefined_type | 07_IFC_Metadata_EAV | ca1e8a08-3266-4c55-8e73-4448464527f0
floor_id | DTP_Template | 2026-06-05 | IFC_Core | Object | Office Area A | FL-L20 |  | IFC | IfcSpace | ca1e8a08-3266-4c55-8e73-4448464527f0 | ifc_objects[].floor_id | 07_IFC_Metadata_EAV | ca1e8a08-3266-4c55-8e73-4448464527f0
space_id | DTP_Template | 2026-06-05 | IFC_Core | Object | Office Area A | SP-L20-OFFICE-A |  | IFC | IfcSpace | ca1e8a08-3266-4c55-8e73-4448464527f0 | ifc_objects[].space_id | 07_IFC_Metadata_EAV | ca1e8a08-3266-4c55-8e73-4448464527f0
zone_id | DTP_Template | 2026-06-05 | IFC_Core | Object | Office Area A | ZONE-OFFICE-L20 |  | IFC | IfcSpace | ca1e8a08-3266-4c55-8e73-4448464527f0 | ifc_objects[].zone_id | 07_IFC_Metadata_EAV | ca1e8a08-3266-4c55-8e73-4448464527f0
system | DTP_Template | 2026-06-05 | IFC_Core | Object | Office Area A | Spatial |  | IFC | IfcSpace | ca1e8a08-3266-4c55-8e73-4448464527f0 | ifc_objects[].system | 07_IFC_Metadata_EAV | ca1e8a08-3266-4c55-8e73-4448464527f0
discipline | DTP_Template | 2026-06-05 | IFC_Core | Object | Office Area A | Architecture |  | IFC | IfcSpace | ca1e8a08-3266-4c55-8e73-4448464527f0 | ifc_objects[].discipline | 07_IFC_Metadata_EAV | ca1e8a08-3266-4c55-8e73-4448464527f0
ifc_entity | DTP_Template | 2026-06-05 | IFC_Core | Object | Lift Machine Room | IfcSpace |  | IFC | IfcSpace | 212a504f-606a-4b35-93f3-2f8e16ababea | ifc_objects[].ifc_entity | 07_IFC_Metadata_EAV | 212a504f-606a-4b35-93f3-2f8e16ababea
ifc_name | DTP_Template | 2026-06-05 | IFC_Core | Object | Lift Machine Room | Lift Machine Room |  | IFC | IfcSpace | 212a504f-606a-4b35-93f3-2f8e16ababea | ifc_objects[].ifc_name | 07_IFC_Metadata_EAV | 212a504f-606a-4b35-93f3-2f8e16ababea
ifc_object_type | DTP_Template | 2026-06-05 | IFC_Core | Object | Lift Machine Room | MEP Room |  | IFC | IfcSpace | 212a504f-606a-4b35-93f3-2f8e16ababea | ifc_objects[].ifc_object_type | 07_IFC_Metadata_EAV | 212a504f-606a-4b35-93f3-2f8e16ababea
predefined_type | DTP_Template | 2026-06-05 | IFC_Core | Object | Lift Machine Room | MEP Room |  | IFC | IfcSpace | 212a504f-606a-4b35-93f3-2f8e16ababea | ifc_objects[].predefined_type | 07_IFC_Metadata_EAV | 212a504f-606a-4b35-93f3-2f8e16ababea
floor_id | DTP_Template | 2026-06-05 | IFC_Core | Object | Lift Machine Room | FL-ROOF |  | IFC | IfcSpace | 212a504f-606a-4b35-93f3-2f8e16ababea | ifc_objects[].floor_id | 07_IFC_Metadata_EAV | 212a504f-606a-4b35-93f3-2f8e16ababea
space_id | DTP_Template | 2026-06-05 | IFC_Core | Object | Lift Machine Room | SP-ROOF-ELEV-MACHINE |  | IFC | IfcSpace | 212a504f-606a-4b35-93f3-2f8e16ababea | ifc_objects[].space_id | 07_IFC_Metadata_EAV | 212a504f-606a-4b35-93f3-2f8e16ababea
zone_id | DTP_Template | 2026-06-05 | IFC_Core | Object | Lift Machine Room | ZONE-ROOF-TECH |  | IFC | IfcSpace | 212a504f-606a-4b35-93f3-2f8e16ababea | ifc_objects[].zone_id | 07_IFC_Metadata_EAV | 212a504f-606a-4b35-93f3-2f8e16ababea
system | DTP_Template | 2026-06-05 | IFC_Core | Object | Lift Machine Room | Spatial |  | IFC | IfcSpace | 212a504f-606a-4b35-93f3-2f8e16ababea | ifc_objects[].system | 07_IFC_Metadata_EAV | 212a504f-606a-4b35-93f3-2f8e16ababea
discipline | DTP_Template | 2026-06-05 | IFC_Core | Object | Lift Machine Room | Architecture |  | IFC | IfcSpace | 212a504f-606a-4b35-93f3-2f8e16ababea | ifc_objects[].discipline | 07_IFC_Metadata_EAV | 212a504f-606a-4b35-93f3-2f8e16ababea
ifc_entity | DTP_Template | 2026-06-05 | IFC_Core | Object | Rooftop Solar Area | IfcSpace |  | IFC | IfcSpace | 9e4106af-fa5e-428a-a6bc-6109af0ada7b | ifc_objects[].ifc_entity | 07_IFC_Metadata_EAV | 9e4106af-fa5e-428a-a6bc-6109af0ada7b
ifc_name | DTP_Template | 2026-06-05 | IFC_Core | Object | Rooftop Solar Area | Rooftop Solar Area |  | IFC | IfcSpace | 9e4106af-fa5e-428a-a6bc-6109af0ada7b | ifc_objects[].ifc_name | 07_IFC_Metadata_EAV | 9e4106af-fa5e-428a-a6bc-6109af0ada7b
ifc_object_type | DTP_Template | 2026-06-05 | IFC_Core | Object | Rooftop Solar Area | Technical Area |  | IFC | IfcSpace | 9e4106af-fa5e-428a-a6bc-6109af0ada7b | ifc_objects[].ifc_object_type | 07_IFC_Metadata_EAV | 9e4106af-fa5e-428a-a6bc-6109af0ada7b
predefined_type | DTP_Template | 2026-06-05 | IFC_Core | Object | Rooftop Solar Area | Technical Area |  | IFC | IfcSpace | 9e4106af-fa5e-428a-a6bc-6109af0ada7b | ifc_objects[].predefined_type | 07_IFC_Metadata_EAV | 9e4106af-fa5e-428a-a6bc-6109af0ada7b
floor_id | DTP_Template | 2026-06-05 | IFC_Core | Object | Rooftop Solar Area | FL-ROOF |  | IFC | IfcSpace | 9e4106af-fa5e-428a-a6bc-6109af0ada7b | ifc_objects[].floor_id | 07_IFC_Metadata_EAV | 9e4106af-fa5e-428a-a6bc-6109af0ada7b
space_id | DTP_Template | 2026-06-05 | IFC_Core | Object | Rooftop Solar Area | SP-ROOF-SOLAR |  | IFC | IfcSpace | 9e4106af-fa5e-428a-a6bc-6109af0ada7b | ifc_objects[].space_id | 07_IFC_Metadata_EAV | 9e4106af-fa5e-428a-a6bc-6109af0ada7b
zone_id | DTP_Template | 2026-06-05 | IFC_Core | Object | Rooftop Solar Area | ZONE-ROOF-TECH |  | IFC | IfcSpace | 9e4106af-fa5e-428a-a6bc-6109af0ada7b | ifc_objects[].zone_id | 07_IFC_Metadata_EAV | 9e4106af-fa5e-428a-a6bc-6109af0ada7b
system | DTP_Template | 2026-06-05 | IFC_Core | Object | Rooftop Solar Area | Spatial |  | IFC | IfcSpace | 9e4106af-fa5e-428a-a6bc-6109af0ada7b | ifc_objects[].system | 07_IFC_Metadata_EAV | 9e4106af-fa5e-428a-a6bc-6109af0ada7b
discipline | DTP_Template | 2026-06-05 | IFC_Core | Object | Rooftop Solar Area | Architecture |  | IFC | IfcSpace | 9e4106af-fa5e-428a-a6bc-6109af0ada7b | ifc_objects[].discipline | 07_IFC_Metadata_EAV | 9e4106af-fa5e-428a-a6bc-6109af0ada7b
ifc_entity | DTP_Template | 2026-06-05 | IFC_Core | Component | Water Cooled Chiller 01 | IfcEnergyConversionDevice |  | IFC | IfcEnergyConversionDevice | 8ca2d6f4-d861-493a-9fba-47ec40dd32b8 | ifc_objects[].ifc_entity | 07_IFC_Metadata_EAV | 8ca2d6f4-d861-493a-9fba-47ec40dd32b8
ifc_name | DTP_Template | 2026-06-05 | IFC_Core | Component | Water Cooled Chiller 01 | Water Cooled Chiller 01 |  | IFC | IfcEnergyConversionDevice | 8ca2d6f4-d861-493a-9fba-47ec40dd32b8 | ifc_objects[].ifc_name | 07_IFC_Metadata_EAV | 8ca2d6f4-d861-493a-9fba-47ec40dd32b8
ifc_object_type | DTP_Template | 2026-06-05 | IFC_Core | Component | Water Cooled Chiller 01 | WaterCooledChiller |  | IFC | IfcEnergyConversionDevice | 8ca2d6f4-d861-493a-9fba-47ec40dd32b8 | ifc_objects[].ifc_object_type | 07_IFC_Metadata_EAV | 8ca2d6f4-d861-493a-9fba-47ec40dd32b8
predefined_type | DTP_Template | 2026-06-05 | IFC_Core | Component | Water Cooled Chiller 01 | WaterCooledChiller |  | IFC | IfcEnergyConversionDevice | 8ca2d6f4-d861-493a-9fba-47ec40dd32b8 | ifc_objects[].predefined_type | 07_IFC_Metadata_EAV | 8ca2d6f4-d861-493a-9fba-47ec40dd32b8
floor_id | DTP_Template | 2026-06-05 | IFC_Core | Component | Water Cooled Chiller 01 | FL-B1 |  | IFC | IfcEnergyConversionDevice | 8ca2d6f4-d861-493a-9fba-47ec40dd32b8 | ifc_objects[].floor_id | 07_IFC_Metadata_EAV | 8ca2d6f4-d861-493a-9fba-47ec40dd32b8
space_id | DTP_Template | 2026-06-05 | IFC_Core | Component | Water Cooled Chiller 01 | SP-B1-CHILLER |  | IFC | IfcEnergyConversionDevice | 8ca2d6f4-d861-493a-9fba-47ec40dd32b8 | ifc_objects[].space_id | 07_IFC_Metadata_EAV | 8ca2d6f4-d861-493a-9fba-47ec40dd32b8
zone_id | DTP_Template | 2026-06-05 | IFC_Core | Component | Water Cooled Chiller 01 | ZONE-HVAC-B1-PLANT |  | IFC | IfcEnergyConversionDevice | 8ca2d6f4-d861-493a-9fba-47ec40dd32b8 | ifc_objects[].zone_id | 07_IFC_Metadata_EAV | 8ca2d6f4-d861-493a-9fba-47ec40dd32b8
system | DTP_Template | 2026-06-05 | IFC_Core | Component | Water Cooled Chiller 01 | HVAC |  | IFC | IfcEnergyConversionDevice | 8ca2d6f4-d861-493a-9fba-47ec40dd32b8 | ifc_objects[].system | 07_IFC_Metadata_EAV | 8ca2d6f4-d861-493a-9fba-47ec40dd32b8
discipline | DTP_Template | 2026-06-05 | IFC_Core | Component | Water Cooled Chiller 01 | MEP |  | IFC | IfcEnergyConversionDevice | 8ca2d6f4-d861-493a-9fba-47ec40dd32b8 | ifc_objects[].discipline | 07_IFC_Metadata_EAV | 8ca2d6f4-d861-493a-9fba-47ec40dd32b8
ifc_entity | DTP_Template | 2026-06-05 | IFC_Core | Component | Water Cooled Chiller 02 | IfcEnergyConversionDevice |  | IFC | IfcEnergyConversionDevice | 75256b8d-7566-435b-ad6f-fe431c268384 | ifc_objects[].ifc_entity | 07_IFC_Metadata_EAV | 75256b8d-7566-435b-ad6f-fe431c268384
ifc_name | DTP_Template | 2026-06-05 | IFC_Core | Component | Water Cooled Chiller 02 | Water Cooled Chiller 02 |  | IFC | IfcEnergyConversionDevice | 75256b8d-7566-435b-ad6f-fe431c268384 | ifc_objects[].ifc_name | 07_IFC_Metadata_EAV | 75256b8d-7566-435b-ad6f-fe431c268384
ifc_object_type | DTP_Template | 2026-06-05 | IFC_Core | Component | Water Cooled Chiller 02 | WaterCooledChiller |  | IFC | IfcEnergyConversionDevice | 75256b8d-7566-435b-ad6f-fe431c268384 | ifc_objects[].ifc_object_type | 07_IFC_Metadata_EAV | 75256b8d-7566-435b-ad6f-fe431c268384
predefined_type | DTP_Template | 2026-06-05 | IFC_Core | Component | Water Cooled Chiller 02 | WaterCooledChiller |  | IFC | IfcEnergyConversionDevice | 75256b8d-7566-435b-ad6f-fe431c268384 | ifc_objects[].predefined_type | 07_IFC_Metadata_EAV | 75256b8d-7566-435b-ad6f-fe431c268384
floor_id | DTP_Template | 2026-06-05 | IFC_Core | Component | Water Cooled Chiller 02 | FL-B1 |  | IFC | IfcEnergyConversionDevice | 75256b8d-7566-435b-ad6f-fe431c268384 | ifc_objects[].floor_id | 07_IFC_Metadata_EAV | 75256b8d-7566-435b-ad6f-fe431c268384
space_id | DTP_Template | 2026-06-05 | IFC_Core | Component | Water Cooled Chiller 02 | SP-B1-CHILLER |  | IFC | IfcEnergyConversionDevice | 75256b8d-7566-435b-ad6f-fe431c268384 | ifc_objects[].space_id | 07_IFC_Metadata_EAV | 75256b8d-7566-435b-ad6f-fe431c268384
zone_id | DTP_Template | 2026-06-05 | IFC_Core | Component | Water Cooled Chiller 02 | ZONE-HVAC-B1-PLANT |  | IFC | IfcEnergyConversionDevice | 75256b8d-7566-435b-ad6f-fe431c268384 | ifc_objects[].zone_id | 07_IFC_Metadata_EAV | 75256b8d-7566-435b-ad6f-fe431c268384
system | DTP_Template | 2026-06-05 | IFC_Core | Component | Water Cooled Chiller 02 | HVAC |  | IFC | IfcEnergyConversionDevice | 75256b8d-7566-435b-ad6f-fe431c268384 | ifc_objects[].system | 07_IFC_Metadata_EAV | 75256b8d-7566-435b-ad6f-fe431c268384
discipline | DTP_Template | 2026-06-05 | IFC_Core | Component | Water Cooled Chiller 02 | MEP |  | IFC | IfcEnergyConversionDevice | 75256b8d-7566-435b-ad6f-fe431c268384 | ifc_objects[].discipline | 07_IFC_Metadata_EAV | 75256b8d-7566-435b-ad6f-fe431c268384
ifc_entity | DTP_Template | 2026-06-05 | IFC_Core | Component | Chilled Water Pump 01 | IfcFlowMovingDevice |  | IFC | IfcFlowMovingDevice | e3b13a4f-0f77-4d61-942e-fb0d2b746d10 | ifc_objects[].ifc_entity | 07_IFC_Metadata_EAV | e3b13a4f-0f77-4d61-942e-fb0d2b746d10
ifc_name | DTP_Template | 2026-06-05 | IFC_Core | Component | Chilled Water Pump 01 | Chilled Water Pump 01 |  | IFC | IfcFlowMovingDevice | e3b13a4f-0f77-4d61-942e-fb0d2b746d10 | ifc_objects[].ifc_name | 07_IFC_Metadata_EAV | e3b13a4f-0f77-4d61-942e-fb0d2b746d10
ifc_object_type | DTP_Template | 2026-06-05 | IFC_Core | Component | Chilled Water Pump 01 | ChilledWaterPump |  | IFC | IfcFlowMovingDevice | e3b13a4f-0f77-4d61-942e-fb0d2b746d10 | ifc_objects[].ifc_object_type | 07_IFC_Metadata_EAV | e3b13a4f-0f77-4d61-942e-fb0d2b746d10
predefined_type | DTP_Template | 2026-06-05 | IFC_Core | Component | Chilled Water Pump 01 | ChilledWaterPump |  | IFC | IfcFlowMovingDevice | e3b13a4f-0f77-4d61-942e-fb0d2b746d10 | ifc_objects[].predefined_type | 07_IFC_Metadata_EAV | e3b13a4f-0f77-4d61-942e-fb0d2b746d10
floor_id | DTP_Template | 2026-06-05 | IFC_Core | Component | Chilled Water Pump 01 | FL-B1 |  | IFC | IfcFlowMovingDevice | e3b13a4f-0f77-4d61-942e-fb0d2b746d10 | ifc_objects[].floor_id | 07_IFC_Metadata_EAV | e3b13a4f-0f77-4d61-942e-fb0d2b746d10
space_id | DTP_Template | 2026-06-05 | IFC_Core | Component | Chilled Water Pump 01 | SP-B1-CHILLER |  | IFC | IfcFlowMovingDevice | e3b13a4f-0f77-4d61-942e-fb0d2b746d10 | ifc_objects[].space_id | 07_IFC_Metadata_EAV | e3b13a4f-0f77-4d61-942e-fb0d2b746d10
zone_id | DTP_Template | 2026-06-05 | IFC_Core | Component | Chilled Water Pump 01 | ZONE-HVAC-B1-PLANT |  | IFC | IfcFlowMovingDevice | e3b13a4f-0f77-4d61-942e-fb0d2b746d10 | ifc_objects[].zone_id | 07_IFC_Metadata_EAV | e3b13a4f-0f77-4d61-942e-fb0d2b746d10
system | DTP_Template | 2026-06-05 | IFC_Core | Component | Chilled Water Pump 01 | HVAC |  | IFC | IfcFlowMovingDevice | e3b13a4f-0f77-4d61-942e-fb0d2b746d10 | ifc_objects[].system | 07_IFC_Metadata_EAV | e3b13a4f-0f77-4d61-942e-fb0d2b746d10
discipline | DTP_Template | 2026-06-05 | IFC_Core | Component | Chilled Water Pump 01 | MEP |  | IFC | IfcFlowMovingDevice | e3b13a4f-0f77-4d61-942e-fb0d2b746d10 | ifc_objects[].discipline | 07_IFC_Metadata_EAV | e3b13a4f-0f77-4d61-942e-fb0d2b746d10
ifc_entity | DTP_Template | 2026-06-05 | IFC_Core | Component | Chilled Water Pump 02 | IfcFlowMovingDevice |  | IFC | IfcFlowMovingDevice | 375672b9-c998-4f82-b686-68049252540f | ifc_objects[].ifc_entity | 07_IFC_Metadata_EAV | 375672b9-c998-4f82-b686-68049252540f
ifc_name | DTP_Template | 2026-06-05 | IFC_Core | Component | Chilled Water Pump 02 | Chilled Water Pump 02 |  | IFC | IfcFlowMovingDevice | 375672b9-c998-4f82-b686-68049252540f | ifc_objects[].ifc_name | 07_IFC_Metadata_EAV | 375672b9-c998-4f82-b686-68049252540f
ifc_object_type | DTP_Template | 2026-06-05 | IFC_Core | Component | Chilled Water Pump 02 | ChilledWaterPump |  | IFC | IfcFlowMovingDevice | 375672b9-c998-4f82-b686-68049252540f | ifc_objects[].ifc_object_type | 07_IFC_Metadata_EAV | 375672b9-c998-4f82-b686-68049252540f
predefined_type | DTP_Template | 2026-06-05 | IFC_Core | Component | Chilled Water Pump 02 | ChilledWaterPump |  | IFC | IfcFlowMovingDevice | 375672b9-c998-4f82-b686-68049252540f | ifc_objects[].predefined_type | 07_IFC_Metadata_EAV | 375672b9-c998-4f82-b686-68049252540f
floor_id | DTP_Template | 2026-06-05 | IFC_Core | Component | Chilled Water Pump 02 | FL-B1 |  | IFC | IfcFlowMovingDevice | 375672b9-c998-4f82-b686-68049252540f | ifc_objects[].floor_id | 07_IFC_Metadata_EAV | 375672b9-c998-4f82-b686-68049252540f
space_id | DTP_Template | 2026-06-05 | IFC_Core | Component | Chilled Water Pump 02 | SP-B1-CHILLER |  | IFC | IfcFlowMovingDevice | 375672b9-c998-4f82-b686-68049252540f | ifc_objects[].space_id | 07_IFC_Metadata_EAV | 375672b9-c998-4f82-b686-68049252540f
zone_id | DTP_Template | 2026-06-05 | IFC_Core | Component | Chilled Water Pump 02 | ZONE-HVAC-B1-PLANT |  | IFC | IfcFlowMovingDevice | 375672b9-c998-4f82-b686-68049252540f | ifc_objects[].zone_id | 07_IFC_Metadata_EAV | 375672b9-c998-4f82-b686-68049252540f
system | DTP_Template | 2026-06-05 | IFC_Core | Component | Chilled Water Pump 02 | HVAC |  | IFC | IfcFlowMovingDevice | 375672b9-c998-4f82-b686-68049252540f | ifc_objects[].system | 07_IFC_Metadata_EAV | 375672b9-c998-4f82-b686-68049252540f
discipline | DTP_Template | 2026-06-05 | IFC_Core | Component | Chilled Water Pump 02 | MEP |  | IFC | IfcFlowMovingDevice | 375672b9-c998-4f82-b686-68049252540f | ifc_objects[].discipline | 07_IFC_Metadata_EAV | 375672b9-c998-4f82-b686-68049252540f
ifc_entity | DTP_Template | 2026-06-05 | IFC_Core | Component | Condenser Water Pump 01 | IfcFlowMovingDevice |  | IFC | IfcFlowMovingDevice | 08bb2ecb-60df-4740-95bb-40dc1ea78f63 | ifc_objects[].ifc_entity | 07_IFC_Metadata_EAV | 08bb2ecb-60df-4740-95bb-40dc1ea78f63
ifc_name | DTP_Template | 2026-06-05 | IFC_Core | Component | Condenser Water Pump 01 | Condenser Water Pump 01 |  | IFC | IfcFlowMovingDevice | 08bb2ecb-60df-4740-95bb-40dc1ea78f63 | ifc_objects[].ifc_name | 07_IFC_Metadata_EAV | 08bb2ecb-60df-4740-95bb-40dc1ea78f63
ifc_object_type | DTP_Template | 2026-06-05 | IFC_Core | Component | Condenser Water Pump 01 | CondenserWaterPump |  | IFC | IfcFlowMovingDevice | 08bb2ecb-60df-4740-95bb-40dc1ea78f63 | ifc_objects[].ifc_object_type | 07_IFC_Metadata_EAV | 08bb2ecb-60df-4740-95bb-40dc1ea78f63
predefined_type | DTP_Template | 2026-06-05 | IFC_Core | Component | Condenser Water Pump 01 | CondenserWaterPump |  | IFC | IfcFlowMovingDevice | 08bb2ecb-60df-4740-95bb-40dc1ea78f63 | ifc_objects[].predefined_type | 07_IFC_Metadata_EAV | 08bb2ecb-60df-4740-95bb-40dc1ea78f63
floor_id | DTP_Template | 2026-06-05 | IFC_Core | Component | Condenser Water Pump 01 | FL-B1 |  | IFC | IfcFlowMovingDevice | 08bb2ecb-60df-4740-95bb-40dc1ea78f63 | ifc_objects[].floor_id | 07_IFC_Metadata_EAV | 08bb2ecb-60df-4740-95bb-40dc1ea78f63
space_id | DTP_Template | 2026-06-05 | IFC_Core | Component | Condenser Water Pump 01 | SP-B1-CHILLER |  | IFC | IfcFlowMovingDevice | 08bb2ecb-60df-4740-95bb-40dc1ea78f63 | ifc_objects[].space_id | 07_IFC_Metadata_EAV | 08bb2ecb-60df-4740-95bb-40dc1ea78f63
zone_id | DTP_Template | 2026-06-05 | IFC_Core | Component | Condenser Water Pump 01 | ZONE-HVAC-B1-PLANT |  | IFC | IfcFlowMovingDevice | 08bb2ecb-60df-4740-95bb-40dc1ea78f63 | ifc_objects[].zone_id | 07_IFC_Metadata_EAV | 08bb2ecb-60df-4740-95bb-40dc1ea78f63
system | DTP_Template | 2026-06-05 | IFC_Core | Component | Condenser Water Pump 01 | HVAC |  | IFC | IfcFlowMovingDevice | 08bb2ecb-60df-4740-95bb-40dc1ea78f63 | ifc_objects[].system | 07_IFC_Metadata_EAV | 08bb2ecb-60df-4740-95bb-40dc1ea78f63
discipline | DTP_Template | 2026-06-05 | IFC_Core | Component | Condenser Water Pump 01 | MEP |  | IFC | IfcFlowMovingDevice | 08bb2ecb-60df-4740-95bb-40dc1ea78f63 | ifc_objects[].discipline | 07_IFC_Metadata_EAV | 08bb2ecb-60df-4740-95bb-40dc1ea78f63
ifc_entity | DTP_Template | 2026-06-05 | IFC_Core | Component | Cooling Tower 01 | IfcEnergyConversionDevice |  | IFC | IfcEnergyConversionDevice | 5bfb7e78-c91b-4a89-965d-de801cb5108f | ifc_objects[].ifc_entity | 07_IFC_Metadata_EAV | 5bfb7e78-c91b-4a89-965d-de801cb5108f
ifc_name | DTP_Template | 2026-06-05 | IFC_Core | Component | Cooling Tower 01 | Cooling Tower 01 |  | IFC | IfcEnergyConversionDevice | 5bfb7e78-c91b-4a89-965d-de801cb5108f | ifc_objects[].ifc_name | 07_IFC_Metadata_EAV | 5bfb7e78-c91b-4a89-965d-de801cb5108f
ifc_object_type | DTP_Template | 2026-06-05 | IFC_Core | Component | Cooling Tower 01 | CoolingTower |  | IFC | IfcEnergyConversionDevice | 5bfb7e78-c91b-4a89-965d-de801cb5108f | ifc_objects[].ifc_object_type | 07_IFC_Metadata_EAV | 5bfb7e78-c91b-4a89-965d-de801cb5108f
predefined_type | DTP_Template | 2026-06-05 | IFC_Core | Component | Cooling Tower 01 | CoolingTower |  | IFC | IfcEnergyConversionDevice | 5bfb7e78-c91b-4a89-965d-de801cb5108f | ifc_objects[].predefined_type | 07_IFC_Metadata_EAV | 5bfb7e78-c91b-4a89-965d-de801cb5108f
floor_id | DTP_Template | 2026-06-05 | IFC_Core | Component | Cooling Tower 01 | FL-ROOF |  | IFC | IfcEnergyConversionDevice | 5bfb7e78-c91b-4a89-965d-de801cb5108f | ifc_objects[].floor_id | 07_IFC_Metadata_EAV | 5bfb7e78-c91b-4a89-965d-de801cb5108f
space_id | DTP_Template | 2026-06-05 | IFC_Core | Component | Cooling Tower 01 | SP-ROOF-SOLAR |  | IFC | IfcEnergyConversionDevice | 5bfb7e78-c91b-4a89-965d-de801cb5108f | ifc_objects[].space_id | 07_IFC_Metadata_EAV | 5bfb7e78-c91b-4a89-965d-de801cb5108f
zone_id | DTP_Template | 2026-06-05 | IFC_Core | Component | Cooling Tower 01 | ZONE-ROOF-TECH |  | IFC | IfcEnergyConversionDevice | 5bfb7e78-c91b-4a89-965d-de801cb5108f | ifc_objects[].zone_id | 07_IFC_Metadata_EAV | 5bfb7e78-c91b-4a89-965d-de801cb5108f
system | DTP_Template | 2026-06-05 | IFC_Core | Component | Cooling Tower 01 | HVAC |  | IFC | IfcEnergyConversionDevice | 5bfb7e78-c91b-4a89-965d-de801cb5108f | ifc_objects[].system | 07_IFC_Metadata_EAV | 5bfb7e78-c91b-4a89-965d-de801cb5108f
discipline | DTP_Template | 2026-06-05 | IFC_Core | Component | Cooling Tower 01 | MEP |  | IFC | IfcEnergyConversionDevice | 5bfb7e78-c91b-4a89-965d-de801cb5108f | ifc_objects[].discipline | 07_IFC_Metadata_EAV | 5bfb7e78-c91b-4a89-965d-de801cb5108f
ifc_entity | DTP_Template | 2026-06-05 | IFC_Core | Component | Air Handling Unit L04-01 | IfcFlowTreatmentDevice |  | IFC | IfcFlowTreatmentDevice | 6f9aa529-3c8c-41e6-a964-a3af049921c5 | ifc_objects[].ifc_entity | 07_IFC_Metadata_EAV | 6f9aa529-3c8c-41e6-a964-a3af049921c5
ifc_name | DTP_Template | 2026-06-05 | IFC_Core | Component | Air Handling Unit L04-01 | Air Handling Unit L04-01 |  | IFC | IfcFlowTreatmentDevice | 6f9aa529-3c8c-41e6-a964-a3af049921c5 | ifc_objects[].ifc_name | 07_IFC_Metadata_EAV | 6f9aa529-3c8c-41e6-a964-a3af049921c5
ifc_object_type | DTP_Template | 2026-06-05 | IFC_Core | Component | Air Handling Unit L04-01 | AHU |  | IFC | IfcFlowTreatmentDevice | 6f9aa529-3c8c-41e6-a964-a3af049921c5 | ifc_objects[].ifc_object_type | 07_IFC_Metadata_EAV | 6f9aa529-3c8c-41e6-a964-a3af049921c5
predefined_type | DTP_Template | 2026-06-05 | IFC_Core | Component | Air Handling Unit L04-01 | AHU |  | IFC | IfcFlowTreatmentDevice | 6f9aa529-3c8c-41e6-a964-a3af049921c5 | ifc_objects[].predefined_type | 07_IFC_Metadata_EAV | 6f9aa529-3c8c-41e6-a964-a3af049921c5
floor_id | DTP_Template | 2026-06-05 | IFC_Core | Component | Air Handling Unit L04-01 | FL-L04 |  | IFC | IfcFlowTreatmentDevice | 6f9aa529-3c8c-41e6-a964-a3af049921c5 | ifc_objects[].floor_id | 07_IFC_Metadata_EAV | 6f9aa529-3c8c-41e6-a964-a3af049921c5
space_id | DTP_Template | 2026-06-05 | IFC_Core | Component | Air Handling Unit L04-01 | SP-L04-AHU |  | IFC | IfcFlowTreatmentDevice | 6f9aa529-3c8c-41e6-a964-a3af049921c5 | ifc_objects[].space_id | 07_IFC_Metadata_EAV | 6f9aa529-3c8c-41e6-a964-a3af049921c5
zone_id | DTP_Template | 2026-06-05 | IFC_Core | Component | Air Handling Unit L04-01 | ZONE-OFFICE-L05 |  | IFC | IfcFlowTreatmentDevice | 6f9aa529-3c8c-41e6-a964-a3af049921c5 | ifc_objects[].zone_id | 07_IFC_Metadata_EAV | 6f9aa529-3c8c-41e6-a964-a3af049921c5
system | DTP_Template | 2026-06-05 | IFC_Core | Component | Air Handling Unit L04-01 | HVAC |  | IFC | IfcFlowTreatmentDevice | 6f9aa529-3c8c-41e6-a964-a3af049921c5 | ifc_objects[].system | 07_IFC_Metadata_EAV | 6f9aa529-3c8c-41e6-a964-a3af049921c5
discipline | DTP_Template | 2026-06-05 | IFC_Core | Component | Air Handling Unit L04-01 | MEP |  | IFC | IfcFlowTreatmentDevice | 6f9aa529-3c8c-41e6-a964-a3af049921c5 | ifc_objects[].discipline | 07_IFC_Metadata_EAV | 6f9aa529-3c8c-41e6-a964-a3af049921c5
ifc_entity | DTP_Template | 2026-06-05 | IFC_Core | Component | Fan Coil Unit L02-001 | IfcFlowTerminal |  | IFC | IfcFlowTerminal | 007f4839-0d75-4f3b-a264-4ff9c71bec3d | ifc_objects[].ifc_entity | 07_IFC_Metadata_EAV | 007f4839-0d75-4f3b-a264-4ff9c71bec3d
ifc_name | DTP_Template | 2026-06-05 | IFC_Core | Component | Fan Coil Unit L02-001 | Fan Coil Unit L02-001 |  | IFC | IfcFlowTerminal | 007f4839-0d75-4f3b-a264-4ff9c71bec3d | ifc_objects[].ifc_name | 07_IFC_Metadata_EAV | 007f4839-0d75-4f3b-a264-4ff9c71bec3d
ifc_object_type | DTP_Template | 2026-06-05 | IFC_Core | Component | Fan Coil Unit L02-001 | FCU |  | IFC | IfcFlowTerminal | 007f4839-0d75-4f3b-a264-4ff9c71bec3d | ifc_objects[].ifc_object_type | 07_IFC_Metadata_EAV | 007f4839-0d75-4f3b-a264-4ff9c71bec3d
predefined_type | DTP_Template | 2026-06-05 | IFC_Core | Component | Fan Coil Unit L02-001 | FCU |  | IFC | IfcFlowTerminal | 007f4839-0d75-4f3b-a264-4ff9c71bec3d | ifc_objects[].predefined_type | 07_IFC_Metadata_EAV | 007f4839-0d75-4f3b-a264-4ff9c71bec3d
floor_id | DTP_Template | 2026-06-05 | IFC_Core | Component | Fan Coil Unit L02-001 | FL-L02 |  | IFC | IfcFlowTerminal | 007f4839-0d75-4f3b-a264-4ff9c71bec3d | ifc_objects[].floor_id | 07_IFC_Metadata_EAV | 007f4839-0d75-4f3b-a264-4ff9c71bec3d
space_id | DTP_Template | 2026-06-05 | IFC_Core | Component | Fan Coil Unit L02-001 | SP-L02-OFFICE-A |  | IFC | IfcFlowTerminal | 007f4839-0d75-4f3b-a264-4ff9c71bec3d | ifc_objects[].space_id | 07_IFC_Metadata_EAV | 007f4839-0d75-4f3b-a264-4ff9c71bec3d
zone_id | DTP_Template | 2026-06-05 | IFC_Core | Component | Fan Coil Unit L02-001 | ZONE-OFFICE-L02 |  | IFC | IfcFlowTerminal | 007f4839-0d75-4f3b-a264-4ff9c71bec3d | ifc_objects[].zone_id | 07_IFC_Metadata_EAV | 007f4839-0d75-4f3b-a264-4ff9c71bec3d
system | DTP_Template | 2026-06-05 | IFC_Core | Component | Fan Coil Unit L02-001 | HVAC |  | IFC | IfcFlowTerminal | 007f4839-0d75-4f3b-a264-4ff9c71bec3d | ifc_objects[].system | 07_IFC_Metadata_EAV | 007f4839-0d75-4f3b-a264-4ff9c71bec3d
discipline | DTP_Template | 2026-06-05 | IFC_Core | Component | Fan Coil Unit L02-001 | MEP |  | IFC | IfcFlowTerminal | 007f4839-0d75-4f3b-a264-4ff9c71bec3d | ifc_objects[].discipline | 07_IFC_Metadata_EAV | 007f4839-0d75-4f3b-a264-4ff9c71bec3d
ifc_entity | DTP_Template | 2026-06-05 | IFC_Core | Component | VAV Box L02-001 | IfcFlowController |  | IFC | IfcFlowController | bd651c89-4802-4f98-9c28-19f8e72f04c7 | ifc_objects[].ifc_entity | 07_IFC_Metadata_EAV | bd651c89-4802-4f98-9c28-19f8e72f04c7
ifc_name | DTP_Template | 2026-06-05 | IFC_Core | Component | VAV Box L02-001 | VAV Box L02-001 |  | IFC | IfcFlowController | bd651c89-4802-4f98-9c28-19f8e72f04c7 | ifc_objects[].ifc_name | 07_IFC_Metadata_EAV | bd651c89-4802-4f98-9c28-19f8e72f04c7
ifc_object_type | DTP_Template | 2026-06-05 | IFC_Core | Component | VAV Box L02-001 | VAV |  | IFC | IfcFlowController | bd651c89-4802-4f98-9c28-19f8e72f04c7 | ifc_objects[].ifc_object_type | 07_IFC_Metadata_EAV | bd651c89-4802-4f98-9c28-19f8e72f04c7
predefined_type | DTP_Template | 2026-06-05 | IFC_Core | Component | VAV Box L02-001 | VAV |  | IFC | IfcFlowController | bd651c89-4802-4f98-9c28-19f8e72f04c7 | ifc_objects[].predefined_type | 07_IFC_Metadata_EAV | bd651c89-4802-4f98-9c28-19f8e72f04c7
floor_id | DTP_Template | 2026-06-05 | IFC_Core | Component | VAV Box L02-001 | FL-L02 |  | IFC | IfcFlowController | bd651c89-4802-4f98-9c28-19f8e72f04c7 | ifc_objects[].floor_id | 07_IFC_Metadata_EAV | bd651c89-4802-4f98-9c28-19f8e72f04c7
space_id | DTP_Template | 2026-06-05 | IFC_Core | Component | VAV Box L02-001 | SP-L02-OFFICE-A |  | IFC | IfcFlowController | bd651c89-4802-4f98-9c28-19f8e72f04c7 | ifc_objects[].space_id | 07_IFC_Metadata_EAV | bd651c89-4802-4f98-9c28-19f8e72f04c7
zone_id | DTP_Template | 2026-06-05 | IFC_Core | Component | VAV Box L02-001 | ZONE-OFFICE-L02 |  | IFC | IfcFlowController | bd651c89-4802-4f98-9c28-19f8e72f04c7 | ifc_objects[].zone_id | 07_IFC_Metadata_EAV | bd651c89-4802-4f98-9c28-19f8e72f04c7
system | DTP_Template | 2026-06-05 | IFC_Core | Component | VAV Box L02-001 | HVAC |  | IFC | IfcFlowController | bd651c89-4802-4f98-9c28-19f8e72f04c7 | ifc_objects[].system | 07_IFC_Metadata_EAV | bd651c89-4802-4f98-9c28-19f8e72f04c7
discipline | DTP_Template | 2026-06-05 | IFC_Core | Component | VAV Box L02-001 | MEP |  | IFC | IfcFlowController | bd651c89-4802-4f98-9c28-19f8e72f04c7 | ifc_objects[].discipline | 07_IFC_Metadata_EAV | bd651c89-4802-4f98-9c28-19f8e72f04c7
ifc_entity | DTP_Template | 2026-06-05 | IFC_Core | Component | Fan Coil Unit L05-001 | IfcFlowTerminal |  | IFC | IfcFlowTerminal | ba559227-d5d4-48ee-8b50-8bd3ebd39201 | ifc_objects[].ifc_entity | 07_IFC_Metadata_EAV | ba559227-d5d4-48ee-8b50-8bd3ebd39201
ifc_name | DTP_Template | 2026-06-05 | IFC_Core | Component | Fan Coil Unit L05-001 | Fan Coil Unit L05-001 |  | IFC | IfcFlowTerminal | ba559227-d5d4-48ee-8b50-8bd3ebd39201 | ifc_objects[].ifc_name | 07_IFC_Metadata_EAV | ba559227-d5d4-48ee-8b50-8bd3ebd39201
ifc_object_type | DTP_Template | 2026-06-05 | IFC_Core | Component | Fan Coil Unit L05-001 | FCU |  | IFC | IfcFlowTerminal | ba559227-d5d4-48ee-8b50-8bd3ebd39201 | ifc_objects[].ifc_object_type | 07_IFC_Metadata_EAV | ba559227-d5d4-48ee-8b50-8bd3ebd39201
predefined_type | DTP_Template | 2026-06-05 | IFC_Core | Component | Fan Coil Unit L05-001 | FCU |  | IFC | IfcFlowTerminal | ba559227-d5d4-48ee-8b50-8bd3ebd39201 | ifc_objects[].predefined_type | 07_IFC_Metadata_EAV | ba559227-d5d4-48ee-8b50-8bd3ebd39201
floor_id | DTP_Template | 2026-06-05 | IFC_Core | Component | Fan Coil Unit L05-001 | FL-L05 |  | IFC | IfcFlowTerminal | ba559227-d5d4-48ee-8b50-8bd3ebd39201 | ifc_objects[].floor_id | 07_IFC_Metadata_EAV | ba559227-d5d4-48ee-8b50-8bd3ebd39201
space_id | DTP_Template | 2026-06-05 | IFC_Core | Component | Fan Coil Unit L05-001 | SP-L05-OFFICE-A |  | IFC | IfcFlowTerminal | ba559227-d5d4-48ee-8b50-8bd3ebd39201 | ifc_objects[].space_id | 07_IFC_Metadata_EAV | ba559227-d5d4-48ee-8b50-8bd3ebd39201
zone_id | DTP_Template | 2026-06-05 | IFC_Core | Component | Fan Coil Unit L05-001 | ZONE-OFFICE-L05 |  | IFC | IfcFlowTerminal | ba559227-d5d4-48ee-8b50-8bd3ebd39201 | ifc_objects[].zone_id | 07_IFC_Metadata_EAV | ba559227-d5d4-48ee-8b50-8bd3ebd39201
system | DTP_Template | 2026-06-05 | IFC_Core | Component | Fan Coil Unit L05-001 | HVAC |  | IFC | IfcFlowTerminal | ba559227-d5d4-48ee-8b50-8bd3ebd39201 | ifc_objects[].system | 07_IFC_Metadata_EAV | ba559227-d5d4-48ee-8b50-8bd3ebd39201
discipline | DTP_Template | 2026-06-05 | IFC_Core | Component | Fan Coil Unit L05-001 | MEP |  | IFC | IfcFlowTerminal | ba559227-d5d4-48ee-8b50-8bd3ebd39201 | ifc_objects[].discipline | 07_IFC_Metadata_EAV | ba559227-d5d4-48ee-8b50-8bd3ebd39201
ifc_entity | DTP_Template | 2026-06-05 | IFC_Core | Component | VAV Box L05-001 | IfcFlowController |  | IFC | IfcFlowController | 5afa5db8-b04d-461f-8a15-4c53e55e3c88 | ifc_objects[].ifc_entity | 07_IFC_Metadata_EAV | 5afa5db8-b04d-461f-8a15-4c53e55e3c88
ifc_name | DTP_Template | 2026-06-05 | IFC_Core | Component | VAV Box L05-001 | VAV Box L05-001 |  | IFC | IfcFlowController | 5afa5db8-b04d-461f-8a15-4c53e55e3c88 | ifc_objects[].ifc_name | 07_IFC_Metadata_EAV | 5afa5db8-b04d-461f-8a15-4c53e55e3c88
ifc_object_type | DTP_Template | 2026-06-05 | IFC_Core | Component | VAV Box L05-001 | VAV |  | IFC | IfcFlowController | 5afa5db8-b04d-461f-8a15-4c53e55e3c88 | ifc_objects[].ifc_object_type | 07_IFC_Metadata_EAV | 5afa5db8-b04d-461f-8a15-4c53e55e3c88
predefined_type | DTP_Template | 2026-06-05 | IFC_Core | Component | VAV Box L05-001 | VAV |  | IFC | IfcFlowController | 5afa5db8-b04d-461f-8a15-4c53e55e3c88 | ifc_objects[].predefined_type | 07_IFC_Metadata_EAV | 5afa5db8-b04d-461f-8a15-4c53e55e3c88
floor_id | DTP_Template | 2026-06-05 | IFC_Core | Component | VAV Box L05-001 | FL-L05 |  | IFC | IfcFlowController | 5afa5db8-b04d-461f-8a15-4c53e55e3c88 | ifc_objects[].floor_id | 07_IFC_Metadata_EAV | 5afa5db8-b04d-461f-8a15-4c53e55e3c88
space_id | DTP_Template | 2026-06-05 | IFC_Core | Component | VAV Box L05-001 | SP-L05-OFFICE-A |  | IFC | IfcFlowController | 5afa5db8-b04d-461f-8a15-4c53e55e3c88 | ifc_objects[].space_id | 07_IFC_Metadata_EAV | 5afa5db8-b04d-461f-8a15-4c53e55e3c88
zone_id | DTP_Template | 2026-06-05 | IFC_Core | Component | VAV Box L05-001 | ZONE-OFFICE-L05 |  | IFC | IfcFlowController | 5afa5db8-b04d-461f-8a15-4c53e55e3c88 | ifc_objects[].zone_id | 07_IFC_Metadata_EAV | 5afa5db8-b04d-461f-8a15-4c53e55e3c88
system | DTP_Template | 2026-06-05 | IFC_Core | Component | VAV Box L05-001 | HVAC |  | IFC | IfcFlowController | 5afa5db8-b04d-461f-8a15-4c53e55e3c88 | ifc_objects[].system | 07_IFC_Metadata_EAV | 5afa5db8-b04d-461f-8a15-4c53e55e3c88
discipline | DTP_Template | 2026-06-05 | IFC_Core | Component | VAV Box L05-001 | MEP |  | IFC | IfcFlowController | 5afa5db8-b04d-461f-8a15-4c53e55e3c88 | ifc_objects[].discipline | 07_IFC_Metadata_EAV | 5afa5db8-b04d-461f-8a15-4c53e55e3c88
ifc_entity | DTP_Template | 2026-06-05 | IFC_Core | Component | Fan Coil Unit L10-001 | IfcFlowTerminal |  | IFC | IfcFlowTerminal | d3aa0593-2a36-463a-afac-a9e421da167b | ifc_objects[].ifc_entity | 07_IFC_Metadata_EAV | d3aa0593-2a36-463a-afac-a9e421da167b
ifc_name | DTP_Template | 2026-06-05 | IFC_Core | Component | Fan Coil Unit L10-001 | Fan Coil Unit L10-001 |  | IFC | IfcFlowTerminal | d3aa0593-2a36-463a-afac-a9e421da167b | ifc_objects[].ifc_name | 07_IFC_Metadata_EAV | d3aa0593-2a36-463a-afac-a9e421da167b
ifc_object_type | DTP_Template | 2026-06-05 | IFC_Core | Component | Fan Coil Unit L10-001 | FCU |  | IFC | IfcFlowTerminal | d3aa0593-2a36-463a-afac-a9e421da167b | ifc_objects[].ifc_object_type | 07_IFC_Metadata_EAV | d3aa0593-2a36-463a-afac-a9e421da167b
predefined_type | DTP_Template | 2026-06-05 | IFC_Core | Component | Fan Coil Unit L10-001 | FCU |  | IFC | IfcFlowTerminal | d3aa0593-2a36-463a-afac-a9e421da167b | ifc_objects[].predefined_type | 07_IFC_Metadata_EAV | d3aa0593-2a36-463a-afac-a9e421da167b
floor_id | DTP_Template | 2026-06-05 | IFC_Core | Component | Fan Coil Unit L10-001 | FL-L10 |  | IFC | IfcFlowTerminal | d3aa0593-2a36-463a-afac-a9e421da167b | ifc_objects[].floor_id | 07_IFC_Metadata_EAV | d3aa0593-2a36-463a-afac-a9e421da167b
space_id | DTP_Template | 2026-06-05 | IFC_Core | Component | Fan Coil Unit L10-001 | SP-L10-OFFICE-A |  | IFC | IfcFlowTerminal | d3aa0593-2a36-463a-afac-a9e421da167b | ifc_objects[].space_id | 07_IFC_Metadata_EAV | d3aa0593-2a36-463a-afac-a9e421da167b
zone_id | DTP_Template | 2026-06-05 | IFC_Core | Component | Fan Coil Unit L10-001 | ZONE-OFFICE-L10 |  | IFC | IfcFlowTerminal | d3aa0593-2a36-463a-afac-a9e421da167b | ifc_objects[].zone_id | 07_IFC_Metadata_EAV | d3aa0593-2a36-463a-afac-a9e421da167b
system | DTP_Template | 2026-06-05 | IFC_Core | Component | Fan Coil Unit L10-001 | HVAC |  | IFC | IfcFlowTerminal | d3aa0593-2a36-463a-afac-a9e421da167b | ifc_objects[].system | 07_IFC_Metadata_EAV | d3aa0593-2a36-463a-afac-a9e421da167b
discipline | DTP_Template | 2026-06-05 | IFC_Core | Component | Fan Coil Unit L10-001 | MEP |  | IFC | IfcFlowTerminal | d3aa0593-2a36-463a-afac-a9e421da167b | ifc_objects[].discipline | 07_IFC_Metadata_EAV | d3aa0593-2a36-463a-afac-a9e421da167b
ifc_entity | DTP_Template | 2026-06-05 | IFC_Core | Component | VAV Box L10-001 | IfcFlowController |  | IFC | IfcFlowController | 790996df-89c1-4148-9650-dd6b39aa33ef | ifc_objects[].ifc_entity | 07_IFC_Metadata_EAV | 790996df-89c1-4148-9650-dd6b39aa33ef
ifc_name | DTP_Template | 2026-06-05 | IFC_Core | Component | VAV Box L10-001 | VAV Box L10-001 |  | IFC | IfcFlowController | 790996df-89c1-4148-9650-dd6b39aa33ef | ifc_objects[].ifc_name | 07_IFC_Metadata_EAV | 790996df-89c1-4148-9650-dd6b39aa33ef
ifc_object_type | DTP_Template | 2026-06-05 | IFC_Core | Component | VAV Box L10-001 | VAV |  | IFC | IfcFlowController | 790996df-89c1-4148-9650-dd6b39aa33ef | ifc_objects[].ifc_object_type | 07_IFC_Metadata_EAV | 790996df-89c1-4148-9650-dd6b39aa33ef
predefined_type | DTP_Template | 2026-06-05 | IFC_Core | Component | VAV Box L10-001 | VAV |  | IFC | IfcFlowController | 790996df-89c1-4148-9650-dd6b39aa33ef | ifc_objects[].predefined_type | 07_IFC_Metadata_EAV | 790996df-89c1-4148-9650-dd6b39aa33ef
floor_id | DTP_Template | 2026-06-05 | IFC_Core | Component | VAV Box L10-001 | FL-L10 |  | IFC | IfcFlowController | 790996df-89c1-4148-9650-dd6b39aa33ef | ifc_objects[].floor_id | 07_IFC_Metadata_EAV | 790996df-89c1-4148-9650-dd6b39aa33ef
space_id | DTP_Template | 2026-06-05 | IFC_Core | Component | VAV Box L10-001 | SP-L10-OFFICE-A |  | IFC | IfcFlowController | 790996df-89c1-4148-9650-dd6b39aa33ef | ifc_objects[].space_id | 07_IFC_Metadata_EAV | 790996df-89c1-4148-9650-dd6b39aa33ef
zone_id | DTP_Template | 2026-06-05 | IFC_Core | Component | VAV Box L10-001 | ZONE-OFFICE-L10 |  | IFC | IfcFlowController | 790996df-89c1-4148-9650-dd6b39aa33ef | ifc_objects[].zone_id | 07_IFC_Metadata_EAV | 790996df-89c1-4148-9650-dd6b39aa33ef
system | DTP_Template | 2026-06-05 | IFC_Core | Component | VAV Box L10-001 | HVAC |  | IFC | IfcFlowController | 790996df-89c1-4148-9650-dd6b39aa33ef | ifc_objects[].system | 07_IFC_Metadata_EAV | 790996df-89c1-4148-9650-dd6b39aa33ef
discipline | DTP_Template | 2026-06-05 | IFC_Core | Component | VAV Box L10-001 | MEP |  | IFC | IfcFlowController | 790996df-89c1-4148-9650-dd6b39aa33ef | ifc_objects[].discipline | 07_IFC_Metadata_EAV | 790996df-89c1-4148-9650-dd6b39aa33ef
ifc_entity | DTP_Template | 2026-06-05 | IFC_Core | Component | Fan Coil Unit L20-001 | IfcFlowTerminal |  | IFC | IfcFlowTerminal | c9110d5f-e5b1-4aed-b787-7c3b40f17fae | ifc_objects[].ifc_entity | 07_IFC_Metadata_EAV | c9110d5f-e5b1-4aed-b787-7c3b40f17fae
ifc_name | DTP_Template | 2026-06-05 | IFC_Core | Component | Fan Coil Unit L20-001 | Fan Coil Unit L20-001 |  | IFC | IfcFlowTerminal | c9110d5f-e5b1-4aed-b787-7c3b40f17fae | ifc_objects[].ifc_name | 07_IFC_Metadata_EAV | c9110d5f-e5b1-4aed-b787-7c3b40f17fae
ifc_object_type | DTP_Template | 2026-06-05 | IFC_Core | Component | Fan Coil Unit L20-001 | FCU |  | IFC | IfcFlowTerminal | c9110d5f-e5b1-4aed-b787-7c3b40f17fae | ifc_objects[].ifc_object_type | 07_IFC_Metadata_EAV | c9110d5f-e5b1-4aed-b787-7c3b40f17fae
predefined_type | DTP_Template | 2026-06-05 | IFC_Core | Component | Fan Coil Unit L20-001 | FCU |  | IFC | IfcFlowTerminal | c9110d5f-e5b1-4aed-b787-7c3b40f17fae | ifc_objects[].predefined_type | 07_IFC_Metadata_EAV | c9110d5f-e5b1-4aed-b787-7c3b40f17fae
floor_id | DTP_Template | 2026-06-05 | IFC_Core | Component | Fan Coil Unit L20-001 | FL-L20 |  | IFC | IfcFlowTerminal | c9110d5f-e5b1-4aed-b787-7c3b40f17fae | ifc_objects[].floor_id | 07_IFC_Metadata_EAV | c9110d5f-e5b1-4aed-b787-7c3b40f17fae
space_id | DTP_Template | 2026-06-05 | IFC_Core | Component | Fan Coil Unit L20-001 | SP-L20-OFFICE-A |  | IFC | IfcFlowTerminal | c9110d5f-e5b1-4aed-b787-7c3b40f17fae | ifc_objects[].space_id | 07_IFC_Metadata_EAV | c9110d5f-e5b1-4aed-b787-7c3b40f17fae
zone_id | DTP_Template | 2026-06-05 | IFC_Core | Component | Fan Coil Unit L20-001 | ZONE-OFFICE-L20 |  | IFC | IfcFlowTerminal | c9110d5f-e5b1-4aed-b787-7c3b40f17fae | ifc_objects[].zone_id | 07_IFC_Metadata_EAV | c9110d5f-e5b1-4aed-b787-7c3b40f17fae
system | DTP_Template | 2026-06-05 | IFC_Core | Component | Fan Coil Unit L20-001 | HVAC |  | IFC | IfcFlowTerminal | c9110d5f-e5b1-4aed-b787-7c3b40f17fae | ifc_objects[].system | 07_IFC_Metadata_EAV | c9110d5f-e5b1-4aed-b787-7c3b40f17fae
discipline | DTP_Template | 2026-06-05 | IFC_Core | Component | Fan Coil Unit L20-001 | MEP |  | IFC | IfcFlowTerminal | c9110d5f-e5b1-4aed-b787-7c3b40f17fae | ifc_objects[].discipline | 07_IFC_Metadata_EAV | c9110d5f-e5b1-4aed-b787-7c3b40f17fae
ifc_entity | DTP_Template | 2026-06-05 | IFC_Core | Component | VAV Box L20-001 | IfcFlowController |  | IFC | IfcFlowController | 6ad8b8d2-9d99-44b0-b5db-8cddea06d2ee | ifc_objects[].ifc_entity | 07_IFC_Metadata_EAV | 6ad8b8d2-9d99-44b0-b5db-8cddea06d2ee
ifc_name | DTP_Template | 2026-06-05 | IFC_Core | Component | VAV Box L20-001 | VAV Box L20-001 |  | IFC | IfcFlowController | 6ad8b8d2-9d99-44b0-b5db-8cddea06d2ee | ifc_objects[].ifc_name | 07_IFC_Metadata_EAV | 6ad8b8d2-9d99-44b0-b5db-8cddea06d2ee
ifc_object_type | DTP_Template | 2026-06-05 | IFC_Core | Component | VAV Box L20-001 | VAV |  | IFC | IfcFlowController | 6ad8b8d2-9d99-44b0-b5db-8cddea06d2ee | ifc_objects[].ifc_object_type | 07_IFC_Metadata_EAV | 6ad8b8d2-9d99-44b0-b5db-8cddea06d2ee
predefined_type | DTP_Template | 2026-06-05 | IFC_Core | Component | VAV Box L20-001 | VAV |  | IFC | IfcFlowController | 6ad8b8d2-9d99-44b0-b5db-8cddea06d2ee | ifc_objects[].predefined_type | 07_IFC_Metadata_EAV | 6ad8b8d2-9d99-44b0-b5db-8cddea06d2ee
floor_id | DTP_Template | 2026-06-05 | IFC_Core | Component | VAV Box L20-001 | FL-L20 |  | IFC | IfcFlowController | 6ad8b8d2-9d99-44b0-b5db-8cddea06d2ee | ifc_objects[].floor_id | 07_IFC_Metadata_EAV | 6ad8b8d2-9d99-44b0-b5db-8cddea06d2ee
space_id | DTP_Template | 2026-06-05 | IFC_Core | Component | VAV Box L20-001 | SP-L20-OFFICE-A |  | IFC | IfcFlowController | 6ad8b8d2-9d99-44b0-b5db-8cddea06d2ee | ifc_objects[].space_id | 07_IFC_Metadata_EAV | 6ad8b8d2-9d99-44b0-b5db-8cddea06d2ee
zone_id | DTP_Template | 2026-06-05 | IFC_Core | Component | VAV Box L20-001 | ZONE-OFFICE-L20 |  | IFC | IfcFlowController | 6ad8b8d2-9d99-44b0-b5db-8cddea06d2ee | ifc_objects[].zone_id | 07_IFC_Metadata_EAV | 6ad8b8d2-9d99-44b0-b5db-8cddea06d2ee
system | DTP_Template | 2026-06-05 | IFC_Core | Component | VAV Box L20-001 | HVAC |  | IFC | IfcFlowController | 6ad8b8d2-9d99-44b0-b5db-8cddea06d2ee | ifc_objects[].system | 07_IFC_Metadata_EAV | 6ad8b8d2-9d99-44b0-b5db-8cddea06d2ee
discipline | DTP_Template | 2026-06-05 | IFC_Core | Component | VAV Box L20-001 | MEP |  | IFC | IfcFlowController | 6ad8b8d2-9d99-44b0-b5db-8cddea06d2ee | ifc_objects[].discipline | 07_IFC_Metadata_EAV | 6ad8b8d2-9d99-44b0-b5db-8cddea06d2ee
ifc_entity | DTP_Template | 2026-06-05 | IFC_Core | Component | Transformer 01 | IfcElectricDistributionBoard |  | IFC | IfcElectricDistributionBoard | 56e449e7-1b67-4383-b6b3-9afcc54673bc | ifc_objects[].ifc_entity | 07_IFC_Metadata_EAV | 56e449e7-1b67-4383-b6b3-9afcc54673bc
ifc_name | DTP_Template | 2026-06-05 | IFC_Core | Component | Transformer 01 | Transformer 01 |  | IFC | IfcElectricDistributionBoard | 56e449e7-1b67-4383-b6b3-9afcc54673bc | ifc_objects[].ifc_name | 07_IFC_Metadata_EAV | 56e449e7-1b67-4383-b6b3-9afcc54673bc
ifc_object_type | DTP_Template | 2026-06-05 | IFC_Core | Component | Transformer 01 | Transformer |  | IFC | IfcElectricDistributionBoard | 56e449e7-1b67-4383-b6b3-9afcc54673bc | ifc_objects[].ifc_object_type | 07_IFC_Metadata_EAV | 56e449e7-1b67-4383-b6b3-9afcc54673bc
predefined_type | DTP_Template | 2026-06-05 | IFC_Core | Component | Transformer 01 | Transformer |  | IFC | IfcElectricDistributionBoard | 56e449e7-1b67-4383-b6b3-9afcc54673bc | ifc_objects[].predefined_type | 07_IFC_Metadata_EAV | 56e449e7-1b67-4383-b6b3-9afcc54673bc
floor_id | DTP_Template | 2026-06-05 | IFC_Core | Component | Transformer 01 | FL-B1 |  | IFC | IfcElectricDistributionBoard | 56e449e7-1b67-4383-b6b3-9afcc54673bc | ifc_objects[].floor_id | 07_IFC_Metadata_EAV | 56e449e7-1b67-4383-b6b3-9afcc54673bc
space_id | DTP_Template | 2026-06-05 | IFC_Core | Component | Transformer 01 | SP-B1-CHILLER |  | IFC | IfcElectricDistributionBoard | 56e449e7-1b67-4383-b6b3-9afcc54673bc | ifc_objects[].space_id | 07_IFC_Metadata_EAV | 56e449e7-1b67-4383-b6b3-9afcc54673bc
zone_id | DTP_Template | 2026-06-05 | IFC_Core | Component | Transformer 01 | ZONE-HVAC-B1-PLANT |  | IFC | IfcElectricDistributionBoard | 56e449e7-1b67-4383-b6b3-9afcc54673bc | ifc_objects[].zone_id | 07_IFC_Metadata_EAV | 56e449e7-1b67-4383-b6b3-9afcc54673bc
system | DTP_Template | 2026-06-05 | IFC_Core | Component | Transformer 01 | Electrical |  | IFC | IfcElectricDistributionBoard | 56e449e7-1b67-4383-b6b3-9afcc54673bc | ifc_objects[].system | 07_IFC_Metadata_EAV | 56e449e7-1b67-4383-b6b3-9afcc54673bc
discipline | DTP_Template | 2026-06-05 | IFC_Core | Component | Transformer 01 | MEP |  | IFC | IfcElectricDistributionBoard | 56e449e7-1b67-4383-b6b3-9afcc54673bc | ifc_objects[].discipline | 07_IFC_Metadata_EAV | 56e449e7-1b67-4383-b6b3-9afcc54673bc
ifc_entity | DTP_Template | 2026-06-05 | IFC_Core | Component | Main Distribution Board 01 | IfcElectricDistributionBoard |  | IFC | IfcElectricDistributionBoard | bfe1ef74-8838-472b-ac5b-28a10eb7cdda | ifc_objects[].ifc_entity | 07_IFC_Metadata_EAV | bfe1ef74-8838-472b-ac5b-28a10eb7cdda
ifc_name | DTP_Template | 2026-06-05 | IFC_Core | Component | Main Distribution Board 01 | Main Distribution Board 01 |  | IFC | IfcElectricDistributionBoard | bfe1ef74-8838-472b-ac5b-28a10eb7cdda | ifc_objects[].ifc_name | 07_IFC_Metadata_EAV | bfe1ef74-8838-472b-ac5b-28a10eb7cdda
ifc_object_type | DTP_Template | 2026-06-05 | IFC_Core | Component | Main Distribution Board 01 | MDB |  | IFC | IfcElectricDistributionBoard | bfe1ef74-8838-472b-ac5b-28a10eb7cdda | ifc_objects[].ifc_object_type | 07_IFC_Metadata_EAV | bfe1ef74-8838-472b-ac5b-28a10eb7cdda
predefined_type | DTP_Template | 2026-06-05 | IFC_Core | Component | Main Distribution Board 01 | MDB |  | IFC | IfcElectricDistributionBoard | bfe1ef74-8838-472b-ac5b-28a10eb7cdda | ifc_objects[].predefined_type | 07_IFC_Metadata_EAV | bfe1ef74-8838-472b-ac5b-28a10eb7cdda
floor_id | DTP_Template | 2026-06-05 | IFC_Core | Component | Main Distribution Board 01 | FL-B1 |  | IFC | IfcElectricDistributionBoard | bfe1ef74-8838-472b-ac5b-28a10eb7cdda | ifc_objects[].floor_id | 07_IFC_Metadata_EAV | bfe1ef74-8838-472b-ac5b-28a10eb7cdda
space_id | DTP_Template | 2026-06-05 | IFC_Core | Component | Main Distribution Board 01 | SP-B1-CHILLER |  | IFC | IfcElectricDistributionBoard | bfe1ef74-8838-472b-ac5b-28a10eb7cdda | ifc_objects[].space_id | 07_IFC_Metadata_EAV | bfe1ef74-8838-472b-ac5b-28a10eb7cdda
zone_id | DTP_Template | 2026-06-05 | IFC_Core | Component | Main Distribution Board 01 | ZONE-HVAC-B1-PLANT |  | IFC | IfcElectricDistributionBoard | bfe1ef74-8838-472b-ac5b-28a10eb7cdda | ifc_objects[].zone_id | 07_IFC_Metadata_EAV | bfe1ef74-8838-472b-ac5b-28a10eb7cdda
system | DTP_Template | 2026-06-05 | IFC_Core | Component | Main Distribution Board 01 | Electrical |  | IFC | IfcElectricDistributionBoard | bfe1ef74-8838-472b-ac5b-28a10eb7cdda | ifc_objects[].system | 07_IFC_Metadata_EAV | bfe1ef74-8838-472b-ac5b-28a10eb7cdda
discipline | DTP_Template | 2026-06-05 | IFC_Core | Component | Main Distribution Board 01 | MEP |  | IFC | IfcElectricDistributionBoard | bfe1ef74-8838-472b-ac5b-28a10eb7cdda | ifc_objects[].discipline | 07_IFC_Metadata_EAV | bfe1ef74-8838-472b-ac5b-28a10eb7cdda
ifc_entity | DTP_Template | 2026-06-05 | IFC_Core | Component | Automatic Transfer Switch 01 | IfcSwitchingDevice |  | IFC | IfcSwitchingDevice | 8425ee0b-4249-41a9-8a5b-c39151410a62 | ifc_objects[].ifc_entity | 07_IFC_Metadata_EAV | 8425ee0b-4249-41a9-8a5b-c39151410a62
ifc_name | DTP_Template | 2026-06-05 | IFC_Core | Component | Automatic Transfer Switch 01 | Automatic Transfer Switch 01 |  | IFC | IfcSwitchingDevice | 8425ee0b-4249-41a9-8a5b-c39151410a62 | ifc_objects[].ifc_name | 07_IFC_Metadata_EAV | 8425ee0b-4249-41a9-8a5b-c39151410a62
ifc_object_type | DTP_Template | 2026-06-05 | IFC_Core | Component | Automatic Transfer Switch 01 | ATS |  | IFC | IfcSwitchingDevice | 8425ee0b-4249-41a9-8a5b-c39151410a62 | ifc_objects[].ifc_object_type | 07_IFC_Metadata_EAV | 8425ee0b-4249-41a9-8a5b-c39151410a62
predefined_type | DTP_Template | 2026-06-05 | IFC_Core | Component | Automatic Transfer Switch 01 | ATS |  | IFC | IfcSwitchingDevice | 8425ee0b-4249-41a9-8a5b-c39151410a62 | ifc_objects[].predefined_type | 07_IFC_Metadata_EAV | 8425ee0b-4249-41a9-8a5b-c39151410a62
floor_id | DTP_Template | 2026-06-05 | IFC_Core | Component | Automatic Transfer Switch 01 | FL-B1 |  | IFC | IfcSwitchingDevice | 8425ee0b-4249-41a9-8a5b-c39151410a62 | ifc_objects[].floor_id | 07_IFC_Metadata_EAV | 8425ee0b-4249-41a9-8a5b-c39151410a62
space_id | DTP_Template | 2026-06-05 | IFC_Core | Component | Automatic Transfer Switch 01 | SP-B1-CHILLER |  | IFC | IfcSwitchingDevice | 8425ee0b-4249-41a9-8a5b-c39151410a62 | ifc_objects[].space_id | 07_IFC_Metadata_EAV | 8425ee0b-4249-41a9-8a5b-c39151410a62
zone_id | DTP_Template | 2026-06-05 | IFC_Core | Component | Automatic Transfer Switch 01 | ZONE-HVAC-B1-PLANT |  | IFC | IfcSwitchingDevice | 8425ee0b-4249-41a9-8a5b-c39151410a62 | ifc_objects[].zone_id | 07_IFC_Metadata_EAV | 8425ee0b-4249-41a9-8a5b-c39151410a62
system | DTP_Template | 2026-06-05 | IFC_Core | Component | Automatic Transfer Switch 01 | Electrical |  | IFC | IfcSwitchingDevice | 8425ee0b-4249-41a9-8a5b-c39151410a62 | ifc_objects[].system | 07_IFC_Metadata_EAV | 8425ee0b-4249-41a9-8a5b-c39151410a62
discipline | DTP_Template | 2026-06-05 | IFC_Core | Component | Automatic Transfer Switch 01 | MEP |  | IFC | IfcSwitchingDevice | 8425ee0b-4249-41a9-8a5b-c39151410a62 | ifc_objects[].discipline | 07_IFC_Metadata_EAV | 8425ee0b-4249-41a9-8a5b-c39151410a62
ifc_entity | DTP_Template | 2026-06-05 | IFC_Core | Component | Diesel Generator 01 | IfcElectricGenerator |  | IFC | IfcElectricGenerator | 26928abd-db3f-4513-a8e1-84ad366915a9 | ifc_objects[].ifc_entity | 07_IFC_Metadata_EAV | 26928abd-db3f-4513-a8e1-84ad366915a9
ifc_name | DTP_Template | 2026-06-05 | IFC_Core | Component | Diesel Generator 01 | Diesel Generator 01 |  | IFC | IfcElectricGenerator | 26928abd-db3f-4513-a8e1-84ad366915a9 | ifc_objects[].ifc_name | 07_IFC_Metadata_EAV | 26928abd-db3f-4513-a8e1-84ad366915a9
ifc_object_type | DTP_Template | 2026-06-05 | IFC_Core | Component | Diesel Generator 01 | DieselGenerator |  | IFC | IfcElectricGenerator | 26928abd-db3f-4513-a8e1-84ad366915a9 | ifc_objects[].ifc_object_type | 07_IFC_Metadata_EAV | 26928abd-db3f-4513-a8e1-84ad366915a9
predefined_type | DTP_Template | 2026-06-05 | IFC_Core | Component | Diesel Generator 01 | DieselGenerator |  | IFC | IfcElectricGenerator | 26928abd-db3f-4513-a8e1-84ad366915a9 | ifc_objects[].predefined_type | 07_IFC_Metadata_EAV | 26928abd-db3f-4513-a8e1-84ad366915a9
floor_id | DTP_Template | 2026-06-05 | IFC_Core | Component | Diesel Generator 01 | FL-B1 |  | IFC | IfcElectricGenerator | 26928abd-db3f-4513-a8e1-84ad366915a9 | ifc_objects[].floor_id | 07_IFC_Metadata_EAV | 26928abd-db3f-4513-a8e1-84ad366915a9
space_id | DTP_Template | 2026-06-05 | IFC_Core | Component | Diesel Generator 01 | SP-B1-CHILLER |  | IFC | IfcElectricGenerator | 26928abd-db3f-4513-a8e1-84ad366915a9 | ifc_objects[].space_id | 07_IFC_Metadata_EAV | 26928abd-db3f-4513-a8e1-84ad366915a9
zone_id | DTP_Template | 2026-06-05 | IFC_Core | Component | Diesel Generator 01 | ZONE-HVAC-B1-PLANT |  | IFC | IfcElectricGenerator | 26928abd-db3f-4513-a8e1-84ad366915a9 | ifc_objects[].zone_id | 07_IFC_Metadata_EAV | 26928abd-db3f-4513-a8e1-84ad366915a9
system | DTP_Template | 2026-06-05 | IFC_Core | Component | Diesel Generator 01 | Electrical |  | IFC | IfcElectricGenerator | 26928abd-db3f-4513-a8e1-84ad366915a9 | ifc_objects[].system | 07_IFC_Metadata_EAV | 26928abd-db3f-4513-a8e1-84ad366915a9
discipline | DTP_Template | 2026-06-05 | IFC_Core | Component | Diesel Generator 01 | MEP |  | IFC | IfcElectricGenerator | 26928abd-db3f-4513-a8e1-84ad366915a9 | ifc_objects[].discipline | 07_IFC_Metadata_EAV | 26928abd-db3f-4513-a8e1-84ad366915a9
ifc_entity | DTP_Template | 2026-06-05 | IFC_Core | Component | UPS System 01 | IfcElectricAppliance |  | IFC | IfcElectricAppliance | 7452bac0-7e08-42f0-a13e-502216a5dc87 | ifc_objects[].ifc_entity | 07_IFC_Metadata_EAV | 7452bac0-7e08-42f0-a13e-502216a5dc87
ifc_name | DTP_Template | 2026-06-05 | IFC_Core | Component | UPS System 01 | UPS System 01 |  | IFC | IfcElectricAppliance | 7452bac0-7e08-42f0-a13e-502216a5dc87 | ifc_objects[].ifc_name | 07_IFC_Metadata_EAV | 7452bac0-7e08-42f0-a13e-502216a5dc87
ifc_object_type | DTP_Template | 2026-06-05 | IFC_Core | Component | UPS System 01 | UPS |  | IFC | IfcElectricAppliance | 7452bac0-7e08-42f0-a13e-502216a5dc87 | ifc_objects[].ifc_object_type | 07_IFC_Metadata_EAV | 7452bac0-7e08-42f0-a13e-502216a5dc87
predefined_type | DTP_Template | 2026-06-05 | IFC_Core | Component | UPS System 01 | UPS |  | IFC | IfcElectricAppliance | 7452bac0-7e08-42f0-a13e-502216a5dc87 | ifc_objects[].predefined_type | 07_IFC_Metadata_EAV | 7452bac0-7e08-42f0-a13e-502216a5dc87
floor_id | DTP_Template | 2026-06-05 | IFC_Core | Component | UPS System 01 | FL-L01 |  | IFC | IfcElectricAppliance | 7452bac0-7e08-42f0-a13e-502216a5dc87 | ifc_objects[].floor_id | 07_IFC_Metadata_EAV | 7452bac0-7e08-42f0-a13e-502216a5dc87
space_id | DTP_Template | 2026-06-05 | IFC_Core | Component | UPS System 01 | SP-L01-SECURITY |  | IFC | IfcElectricAppliance | 7452bac0-7e08-42f0-a13e-502216a5dc87 | ifc_objects[].space_id | 07_IFC_Metadata_EAV | 7452bac0-7e08-42f0-a13e-502216a5dc87
zone_id | DTP_Template | 2026-06-05 | IFC_Core | Component | UPS System 01 | ZONE-PUBLIC-L01 |  | IFC | IfcElectricAppliance | 7452bac0-7e08-42f0-a13e-502216a5dc87 | ifc_objects[].zone_id | 07_IFC_Metadata_EAV | 7452bac0-7e08-42f0-a13e-502216a5dc87
system | DTP_Template | 2026-06-05 | IFC_Core | Component | UPS System 01 | Electrical |  | IFC | IfcElectricAppliance | 7452bac0-7e08-42f0-a13e-502216a5dc87 | ifc_objects[].system | 07_IFC_Metadata_EAV | 7452bac0-7e08-42f0-a13e-502216a5dc87
discipline | DTP_Template | 2026-06-05 | IFC_Core | Component | UPS System 01 | MEP |  | IFC | IfcElectricAppliance | 7452bac0-7e08-42f0-a13e-502216a5dc87 | ifc_objects[].discipline | 07_IFC_Metadata_EAV | 7452bac0-7e08-42f0-a13e-502216a5dc87
ifc_entity | DTP_Template | 2026-06-05 | IFC_Core | Component | Lighting Panel L01-001 | IfcElectricDistributionBoard |  | IFC | IfcElectricDistributionBoard | 8bbf5041-36c5-499d-9702-108312fdfaf1 | ifc_objects[].ifc_entity | 07_IFC_Metadata_EAV | 8bbf5041-36c5-499d-9702-108312fdfaf1
ifc_name | DTP_Template | 2026-06-05 | IFC_Core | Component | Lighting Panel L01-001 | Lighting Panel L01-001 |  | IFC | IfcElectricDistributionBoard | 8bbf5041-36c5-499d-9702-108312fdfaf1 | ifc_objects[].ifc_name | 07_IFC_Metadata_EAV | 8bbf5041-36c5-499d-9702-108312fdfaf1
ifc_object_type | DTP_Template | 2026-06-05 | IFC_Core | Component | Lighting Panel L01-001 | LP |  | IFC | IfcElectricDistributionBoard | 8bbf5041-36c5-499d-9702-108312fdfaf1 | ifc_objects[].ifc_object_type | 07_IFC_Metadata_EAV | 8bbf5041-36c5-499d-9702-108312fdfaf1
predefined_type | DTP_Template | 2026-06-05 | IFC_Core | Component | Lighting Panel L01-001 | LP |  | IFC | IfcElectricDistributionBoard | 8bbf5041-36c5-499d-9702-108312fdfaf1 | ifc_objects[].predefined_type | 07_IFC_Metadata_EAV | 8bbf5041-36c5-499d-9702-108312fdfaf1
floor_id | DTP_Template | 2026-06-05 | IFC_Core | Component | Lighting Panel L01-001 | FL-L01 |  | IFC | IfcElectricDistributionBoard | 8bbf5041-36c5-499d-9702-108312fdfaf1 | ifc_objects[].floor_id | 07_IFC_Metadata_EAV | 8bbf5041-36c5-499d-9702-108312fdfaf1
space_id | DTP_Template | 2026-06-05 | IFC_Core | Component | Lighting Panel L01-001 | SP-L01-LOBBY |  | IFC | IfcElectricDistributionBoard | 8bbf5041-36c5-499d-9702-108312fdfaf1 | ifc_objects[].space_id | 07_IFC_Metadata_EAV | 8bbf5041-36c5-499d-9702-108312fdfaf1
zone_id | DTP_Template | 2026-06-05 | IFC_Core | Component | Lighting Panel L01-001 | ZONE-PUBLIC-L01 |  | IFC | IfcElectricDistributionBoard | 8bbf5041-36c5-499d-9702-108312fdfaf1 | ifc_objects[].zone_id | 07_IFC_Metadata_EAV | 8bbf5041-36c5-499d-9702-108312fdfaf1
system | DTP_Template | 2026-06-05 | IFC_Core | Component | Lighting Panel L01-001 | Electrical |  | IFC | IfcElectricDistributionBoard | 8bbf5041-36c5-499d-9702-108312fdfaf1 | ifc_objects[].system | 07_IFC_Metadata_EAV | 8bbf5041-36c5-499d-9702-108312fdfaf1
discipline | DTP_Template | 2026-06-05 | IFC_Core | Component | Lighting Panel L01-001 | MEP |  | IFC | IfcElectricDistributionBoard | 8bbf5041-36c5-499d-9702-108312fdfaf1 | ifc_objects[].discipline | 07_IFC_Metadata_EAV | 8bbf5041-36c5-499d-9702-108312fdfaf1
ifc_entity | DTP_Template | 2026-06-05 | IFC_Core | Component | Lighting Panel L02-001 | IfcElectricDistributionBoard |  | IFC | IfcElectricDistributionBoard | 6aae7531-5c3e-474d-98d3-f42a6e242cd9 | ifc_objects[].ifc_entity | 07_IFC_Metadata_EAV | 6aae7531-5c3e-474d-98d3-f42a6e242cd9
ifc_name | DTP_Template | 2026-06-05 | IFC_Core | Component | Lighting Panel L02-001 | Lighting Panel L02-001 |  | IFC | IfcElectricDistributionBoard | 6aae7531-5c3e-474d-98d3-f42a6e242cd9 | ifc_objects[].ifc_name | 07_IFC_Metadata_EAV | 6aae7531-5c3e-474d-98d3-f42a6e242cd9
ifc_object_type | DTP_Template | 2026-06-05 | IFC_Core | Component | Lighting Panel L02-001 | LP |  | IFC | IfcElectricDistributionBoard | 6aae7531-5c3e-474d-98d3-f42a6e242cd9 | ifc_objects[].ifc_object_type | 07_IFC_Metadata_EAV | 6aae7531-5c3e-474d-98d3-f42a6e242cd9
predefined_type | DTP_Template | 2026-06-05 | IFC_Core | Component | Lighting Panel L02-001 | LP |  | IFC | IfcElectricDistributionBoard | 6aae7531-5c3e-474d-98d3-f42a6e242cd9 | ifc_objects[].predefined_type | 07_IFC_Metadata_EAV | 6aae7531-5c3e-474d-98d3-f42a6e242cd9
floor_id | DTP_Template | 2026-06-05 | IFC_Core | Component | Lighting Panel L02-001 | FL-L02 |  | IFC | IfcElectricDistributionBoard | 6aae7531-5c3e-474d-98d3-f42a6e242cd9 | ifc_objects[].floor_id | 07_IFC_Metadata_EAV | 6aae7531-5c3e-474d-98d3-f42a6e242cd9
space_id | DTP_Template | 2026-06-05 | IFC_Core | Component | Lighting Panel L02-001 | SP-L02-OFFICE-A |  | IFC | IfcElectricDistributionBoard | 6aae7531-5c3e-474d-98d3-f42a6e242cd9 | ifc_objects[].space_id | 07_IFC_Metadata_EAV | 6aae7531-5c3e-474d-98d3-f42a6e242cd9
zone_id | DTP_Template | 2026-06-05 | IFC_Core | Component | Lighting Panel L02-001 | ZONE-OFFICE-L02 |  | IFC | IfcElectricDistributionBoard | 6aae7531-5c3e-474d-98d3-f42a6e242cd9 | ifc_objects[].zone_id | 07_IFC_Metadata_EAV | 6aae7531-5c3e-474d-98d3-f42a6e242cd9
system | DTP_Template | 2026-06-05 | IFC_Core | Component | Lighting Panel L02-001 | Electrical |  | IFC | IfcElectricDistributionBoard | 6aae7531-5c3e-474d-98d3-f42a6e242cd9 | ifc_objects[].system | 07_IFC_Metadata_EAV | 6aae7531-5c3e-474d-98d3-f42a6e242cd9
discipline | DTP_Template | 2026-06-05 | IFC_Core | Component | Lighting Panel L02-001 | MEP |  | IFC | IfcElectricDistributionBoard | 6aae7531-5c3e-474d-98d3-f42a6e242cd9 | ifc_objects[].discipline | 07_IFC_Metadata_EAV | 6aae7531-5c3e-474d-98d3-f42a6e242cd9
ifc_entity | DTP_Template | 2026-06-05 | IFC_Core | Component | Lighting Panel L05-001 | IfcElectricDistributionBoard |  | IFC | IfcElectricDistributionBoard | 12bb2429-7a80-4a5a-baab-b7a713f4bac8 | ifc_objects[].ifc_entity | 07_IFC_Metadata_EAV | 12bb2429-7a80-4a5a-baab-b7a713f4bac8
ifc_name | DTP_Template | 2026-06-05 | IFC_Core | Component | Lighting Panel L05-001 | Lighting Panel L05-001 |  | IFC | IfcElectricDistributionBoard | 12bb2429-7a80-4a5a-baab-b7a713f4bac8 | ifc_objects[].ifc_name | 07_IFC_Metadata_EAV | 12bb2429-7a80-4a5a-baab-b7a713f4bac8
ifc_object_type | DTP_Template | 2026-06-05 | IFC_Core | Component | Lighting Panel L05-001 | LP |  | IFC | IfcElectricDistributionBoard | 12bb2429-7a80-4a5a-baab-b7a713f4bac8 | ifc_objects[].ifc_object_type | 07_IFC_Metadata_EAV | 12bb2429-7a80-4a5a-baab-b7a713f4bac8
predefined_type | DTP_Template | 2026-06-05 | IFC_Core | Component | Lighting Panel L05-001 | LP |  | IFC | IfcElectricDistributionBoard | 12bb2429-7a80-4a5a-baab-b7a713f4bac8 | ifc_objects[].predefined_type | 07_IFC_Metadata_EAV | 12bb2429-7a80-4a5a-baab-b7a713f4bac8
floor_id | DTP_Template | 2026-06-05 | IFC_Core | Component | Lighting Panel L05-001 | FL-L05 |  | IFC | IfcElectricDistributionBoard | 12bb2429-7a80-4a5a-baab-b7a713f4bac8 | ifc_objects[].floor_id | 07_IFC_Metadata_EAV | 12bb2429-7a80-4a5a-baab-b7a713f4bac8
space_id | DTP_Template | 2026-06-05 | IFC_Core | Component | Lighting Panel L05-001 | SP-L05-OFFICE-A |  | IFC | IfcElectricDistributionBoard | 12bb2429-7a80-4a5a-baab-b7a713f4bac8 | ifc_objects[].space_id | 07_IFC_Metadata_EAV | 12bb2429-7a80-4a5a-baab-b7a713f4bac8
zone_id | DTP_Template | 2026-06-05 | IFC_Core | Component | Lighting Panel L05-001 | ZONE-OFFICE-L05 |  | IFC | IfcElectricDistributionBoard | 12bb2429-7a80-4a5a-baab-b7a713f4bac8 | ifc_objects[].zone_id | 07_IFC_Metadata_EAV | 12bb2429-7a80-4a5a-baab-b7a713f4bac8
system | DTP_Template | 2026-06-05 | IFC_Core | Component | Lighting Panel L05-001 | Electrical |  | IFC | IfcElectricDistributionBoard | 12bb2429-7a80-4a5a-baab-b7a713f4bac8 | ifc_objects[].system | 07_IFC_Metadata_EAV | 12bb2429-7a80-4a5a-baab-b7a713f4bac8
discipline | DTP_Template | 2026-06-05 | IFC_Core | Component | Lighting Panel L05-001 | MEP |  | IFC | IfcElectricDistributionBoard | 12bb2429-7a80-4a5a-baab-b7a713f4bac8 | ifc_objects[].discipline | 07_IFC_Metadata_EAV | 12bb2429-7a80-4a5a-baab-b7a713f4bac8
ifc_entity | DTP_Template | 2026-06-05 | IFC_Core | Component | Lighting Panel L10-001 | IfcElectricDistributionBoard |  | IFC | IfcElectricDistributionBoard | 11fc6f7f-058c-4741-bd10-65394be04638 | ifc_objects[].ifc_entity | 07_IFC_Metadata_EAV | 11fc6f7f-058c-4741-bd10-65394be04638
ifc_name | DTP_Template | 2026-06-05 | IFC_Core | Component | Lighting Panel L10-001 | Lighting Panel L10-001 |  | IFC | IfcElectricDistributionBoard | 11fc6f7f-058c-4741-bd10-65394be04638 | ifc_objects[].ifc_name | 07_IFC_Metadata_EAV | 11fc6f7f-058c-4741-bd10-65394be04638
ifc_object_type | DTP_Template | 2026-06-05 | IFC_Core | Component | Lighting Panel L10-001 | LP |  | IFC | IfcElectricDistributionBoard | 11fc6f7f-058c-4741-bd10-65394be04638 | ifc_objects[].ifc_object_type | 07_IFC_Metadata_EAV | 11fc6f7f-058c-4741-bd10-65394be04638
predefined_type | DTP_Template | 2026-06-05 | IFC_Core | Component | Lighting Panel L10-001 | LP |  | IFC | IfcElectricDistributionBoard | 11fc6f7f-058c-4741-bd10-65394be04638 | ifc_objects[].predefined_type | 07_IFC_Metadata_EAV | 11fc6f7f-058c-4741-bd10-65394be04638
floor_id | DTP_Template | 2026-06-05 | IFC_Core | Component | Lighting Panel L10-001 | FL-L10 |  | IFC | IfcElectricDistributionBoard | 11fc6f7f-058c-4741-bd10-65394be04638 | ifc_objects[].floor_id | 07_IFC_Metadata_EAV | 11fc6f7f-058c-4741-bd10-65394be04638
space_id | DTP_Template | 2026-06-05 | IFC_Core | Component | Lighting Panel L10-001 | SP-L10-OFFICE-A |  | IFC | IfcElectricDistributionBoard | 11fc6f7f-058c-4741-bd10-65394be04638 | ifc_objects[].space_id | 07_IFC_Metadata_EAV | 11fc6f7f-058c-4741-bd10-65394be04638
zone_id | DTP_Template | 2026-06-05 | IFC_Core | Component | Lighting Panel L10-001 | ZONE-OFFICE-L10 |  | IFC | IfcElectricDistributionBoard | 11fc6f7f-058c-4741-bd10-65394be04638 | ifc_objects[].zone_id | 07_IFC_Metadata_EAV | 11fc6f7f-058c-4741-bd10-65394be04638
system | DTP_Template | 2026-06-05 | IFC_Core | Component | Lighting Panel L10-001 | Electrical |  | IFC | IfcElectricDistributionBoard | 11fc6f7f-058c-4741-bd10-65394be04638 | ifc_objects[].system | 07_IFC_Metadata_EAV | 11fc6f7f-058c-4741-bd10-65394be04638
discipline | DTP_Template | 2026-06-05 | IFC_Core | Component | Lighting Panel L10-001 | MEP |  | IFC | IfcElectricDistributionBoard | 11fc6f7f-058c-4741-bd10-65394be04638 | ifc_objects[].discipline | 07_IFC_Metadata_EAV | 11fc6f7f-058c-4741-bd10-65394be04638
ifc_entity | DTP_Template | 2026-06-05 | IFC_Core | Component | Lighting Panel L20-001 | IfcElectricDistributionBoard |  | IFC | IfcElectricDistributionBoard | 7fa8e1c6-bbfd-4c90-9fc7-de5177593148 | ifc_objects[].ifc_entity | 07_IFC_Metadata_EAV | 7fa8e1c6-bbfd-4c90-9fc7-de5177593148
ifc_name | DTP_Template | 2026-06-05 | IFC_Core | Component | Lighting Panel L20-001 | Lighting Panel L20-001 |  | IFC | IfcElectricDistributionBoard | 7fa8e1c6-bbfd-4c90-9fc7-de5177593148 | ifc_objects[].ifc_name | 07_IFC_Metadata_EAV | 7fa8e1c6-bbfd-4c90-9fc7-de5177593148
ifc_object_type | DTP_Template | 2026-06-05 | IFC_Core | Component | Lighting Panel L20-001 | LP |  | IFC | IfcElectricDistributionBoard | 7fa8e1c6-bbfd-4c90-9fc7-de5177593148 | ifc_objects[].ifc_object_type | 07_IFC_Metadata_EAV | 7fa8e1c6-bbfd-4c90-9fc7-de5177593148
predefined_type | DTP_Template | 2026-06-05 | IFC_Core | Component | Lighting Panel L20-001 | LP |  | IFC | IfcElectricDistributionBoard | 7fa8e1c6-bbfd-4c90-9fc7-de5177593148 | ifc_objects[].predefined_type | 07_IFC_Metadata_EAV | 7fa8e1c6-bbfd-4c90-9fc7-de5177593148
floor_id | DTP_Template | 2026-06-05 | IFC_Core | Component | Lighting Panel L20-001 | FL-L20 |  | IFC | IfcElectricDistributionBoard | 7fa8e1c6-bbfd-4c90-9fc7-de5177593148 | ifc_objects[].floor_id | 07_IFC_Metadata_EAV | 7fa8e1c6-bbfd-4c90-9fc7-de5177593148
space_id | DTP_Template | 2026-06-05 | IFC_Core | Component | Lighting Panel L20-001 | SP-L20-OFFICE-A |  | IFC | IfcElectricDistributionBoard | 7fa8e1c6-bbfd-4c90-9fc7-de5177593148 | ifc_objects[].space_id | 07_IFC_Metadata_EAV | 7fa8e1c6-bbfd-4c90-9fc7-de5177593148
zone_id | DTP_Template | 2026-06-05 | IFC_Core | Component | Lighting Panel L20-001 | ZONE-OFFICE-L20 |  | IFC | IfcElectricDistributionBoard | 7fa8e1c6-bbfd-4c90-9fc7-de5177593148 | ifc_objects[].zone_id | 07_IFC_Metadata_EAV | 7fa8e1c6-bbfd-4c90-9fc7-de5177593148
system | DTP_Template | 2026-06-05 | IFC_Core | Component | Lighting Panel L20-001 | Electrical |  | IFC | IfcElectricDistributionBoard | 7fa8e1c6-bbfd-4c90-9fc7-de5177593148 | ifc_objects[].system | 07_IFC_Metadata_EAV | 7fa8e1c6-bbfd-4c90-9fc7-de5177593148
discipline | DTP_Template | 2026-06-05 | IFC_Core | Component | Lighting Panel L20-001 | MEP |  | IFC | IfcElectricDistributionBoard | 7fa8e1c6-bbfd-4c90-9fc7-de5177593148 | ifc_objects[].discipline | 07_IFC_Metadata_EAV | 7fa8e1c6-bbfd-4c90-9fc7-de5177593148
ifc_entity | DTP_Template | 2026-06-05 | IFC_Core | Component | Main Fire Pump 01 | IfcFlowMovingDevice |  | IFC | IfcFlowMovingDevice | 04330da6-50e9-4b75-b45a-e9f692abb4a0 | ifc_objects[].ifc_entity | 07_IFC_Metadata_EAV | 04330da6-50e9-4b75-b45a-e9f692abb4a0
ifc_name | DTP_Template | 2026-06-05 | IFC_Core | Component | Main Fire Pump 01 | Main Fire Pump 01 |  | IFC | IfcFlowMovingDevice | 04330da6-50e9-4b75-b45a-e9f692abb4a0 | ifc_objects[].ifc_name | 07_IFC_Metadata_EAV | 04330da6-50e9-4b75-b45a-e9f692abb4a0
ifc_object_type | DTP_Template | 2026-06-05 | IFC_Core | Component | Main Fire Pump 01 | MainFirePump |  | IFC | IfcFlowMovingDevice | 04330da6-50e9-4b75-b45a-e9f692abb4a0 | ifc_objects[].ifc_object_type | 07_IFC_Metadata_EAV | 04330da6-50e9-4b75-b45a-e9f692abb4a0
predefined_type | DTP_Template | 2026-06-05 | IFC_Core | Component | Main Fire Pump 01 | MainFirePump |  | IFC | IfcFlowMovingDevice | 04330da6-50e9-4b75-b45a-e9f692abb4a0 | ifc_objects[].predefined_type | 07_IFC_Metadata_EAV | 04330da6-50e9-4b75-b45a-e9f692abb4a0
floor_id | DTP_Template | 2026-06-05 | IFC_Core | Component | Main Fire Pump 01 | FL-B1 |  | IFC | IfcFlowMovingDevice | 04330da6-50e9-4b75-b45a-e9f692abb4a0 | ifc_objects[].floor_id | 07_IFC_Metadata_EAV | 04330da6-50e9-4b75-b45a-e9f692abb4a0
space_id | DTP_Template | 2026-06-05 | IFC_Core | Component | Main Fire Pump 01 | SP-B1-FIRE-PUMP |  | IFC | IfcFlowMovingDevice | 04330da6-50e9-4b75-b45a-e9f692abb4a0 | ifc_objects[].space_id | 07_IFC_Metadata_EAV | 04330da6-50e9-4b75-b45a-e9f692abb4a0
zone_id | DTP_Template | 2026-06-05 | IFC_Core | Component | Main Fire Pump 01 | ZONE-FIRE-B1 |  | IFC | IfcFlowMovingDevice | 04330da6-50e9-4b75-b45a-e9f692abb4a0 | ifc_objects[].zone_id | 07_IFC_Metadata_EAV | 04330da6-50e9-4b75-b45a-e9f692abb4a0
system | DTP_Template | 2026-06-05 | IFC_Core | Component | Main Fire Pump 01 | Fire Fighting |  | IFC | IfcFlowMovingDevice | 04330da6-50e9-4b75-b45a-e9f692abb4a0 | ifc_objects[].system | 07_IFC_Metadata_EAV | 04330da6-50e9-4b75-b45a-e9f692abb4a0
discipline | DTP_Template | 2026-06-05 | IFC_Core | Component | Main Fire Pump 01 | MEP |  | IFC | IfcFlowMovingDevice | 04330da6-50e9-4b75-b45a-e9f692abb4a0 | ifc_objects[].discipline | 07_IFC_Metadata_EAV | 04330da6-50e9-4b75-b45a-e9f692abb4a0
ifc_entity | DTP_Template | 2026-06-05 | IFC_Core | Component | Jockey Pump 01 | IfcFlowMovingDevice |  | IFC | IfcFlowMovingDevice | ba44cd47-a556-4098-8ef7-931f3cbb4568 | ifc_objects[].ifc_entity | 07_IFC_Metadata_EAV | ba44cd47-a556-4098-8ef7-931f3cbb4568
ifc_name | DTP_Template | 2026-06-05 | IFC_Core | Component | Jockey Pump 01 | Jockey Pump 01 |  | IFC | IfcFlowMovingDevice | ba44cd47-a556-4098-8ef7-931f3cbb4568 | ifc_objects[].ifc_name | 07_IFC_Metadata_EAV | ba44cd47-a556-4098-8ef7-931f3cbb4568
ifc_object_type | DTP_Template | 2026-06-05 | IFC_Core | Component | Jockey Pump 01 | JockeyPump |  | IFC | IfcFlowMovingDevice | ba44cd47-a556-4098-8ef7-931f3cbb4568 | ifc_objects[].ifc_object_type | 07_IFC_Metadata_EAV | ba44cd47-a556-4098-8ef7-931f3cbb4568
predefined_type | DTP_Template | 2026-06-05 | IFC_Core | Component | Jockey Pump 01 | JockeyPump |  | IFC | IfcFlowMovingDevice | ba44cd47-a556-4098-8ef7-931f3cbb4568 | ifc_objects[].predefined_type | 07_IFC_Metadata_EAV | ba44cd47-a556-4098-8ef7-931f3cbb4568
floor_id | DTP_Template | 2026-06-05 | IFC_Core | Component | Jockey Pump 01 | FL-B1 |  | IFC | IfcFlowMovingDevice | ba44cd47-a556-4098-8ef7-931f3cbb4568 | ifc_objects[].floor_id | 07_IFC_Metadata_EAV | ba44cd47-a556-4098-8ef7-931f3cbb4568
space_id | DTP_Template | 2026-06-05 | IFC_Core | Component | Jockey Pump 01 | SP-B1-FIRE-PUMP |  | IFC | IfcFlowMovingDevice | ba44cd47-a556-4098-8ef7-931f3cbb4568 | ifc_objects[].space_id | 07_IFC_Metadata_EAV | ba44cd47-a556-4098-8ef7-931f3cbb4568
zone_id | DTP_Template | 2026-06-05 | IFC_Core | Component | Jockey Pump 01 | ZONE-FIRE-B1 |  | IFC | IfcFlowMovingDevice | ba44cd47-a556-4098-8ef7-931f3cbb4568 | ifc_objects[].zone_id | 07_IFC_Metadata_EAV | ba44cd47-a556-4098-8ef7-931f3cbb4568
system | DTP_Template | 2026-06-05 | IFC_Core | Component | Jockey Pump 01 | Fire Fighting |  | IFC | IfcFlowMovingDevice | ba44cd47-a556-4098-8ef7-931f3cbb4568 | ifc_objects[].system | 07_IFC_Metadata_EAV | ba44cd47-a556-4098-8ef7-931f3cbb4568
discipline | DTP_Template | 2026-06-05 | IFC_Core | Component | Jockey Pump 01 | MEP |  | IFC | IfcFlowMovingDevice | ba44cd47-a556-4098-8ef7-931f3cbb4568 | ifc_objects[].discipline | 07_IFC_Metadata_EAV | ba44cd47-a556-4098-8ef7-931f3cbb4568
ifc_entity | DTP_Template | 2026-06-05 | IFC_Core | Component | Fire Alarm Control Panel | IfcAlarm |  | IFC | IfcAlarm | f44e3010-24a7-4d6e-9763-9931a796b631 | ifc_objects[].ifc_entity | 07_IFC_Metadata_EAV | f44e3010-24a7-4d6e-9763-9931a796b631
ifc_name | DTP_Template | 2026-06-05 | IFC_Core | Component | Fire Alarm Control Panel | Fire Alarm Control Panel |  | IFC | IfcAlarm | f44e3010-24a7-4d6e-9763-9931a796b631 | ifc_objects[].ifc_name | 07_IFC_Metadata_EAV | f44e3010-24a7-4d6e-9763-9931a796b631
ifc_object_type | DTP_Template | 2026-06-05 | IFC_Core | Component | Fire Alarm Control Panel | FACP |  | IFC | IfcAlarm | f44e3010-24a7-4d6e-9763-9931a796b631 | ifc_objects[].ifc_object_type | 07_IFC_Metadata_EAV | f44e3010-24a7-4d6e-9763-9931a796b631
predefined_type | DTP_Template | 2026-06-05 | IFC_Core | Component | Fire Alarm Control Panel | FACP |  | IFC | IfcAlarm | f44e3010-24a7-4d6e-9763-9931a796b631 | ifc_objects[].predefined_type | 07_IFC_Metadata_EAV | f44e3010-24a7-4d6e-9763-9931a796b631
floor_id | DTP_Template | 2026-06-05 | IFC_Core | Component | Fire Alarm Control Panel | FL-L01 |  | IFC | IfcAlarm | f44e3010-24a7-4d6e-9763-9931a796b631 | ifc_objects[].floor_id | 07_IFC_Metadata_EAV | f44e3010-24a7-4d6e-9763-9931a796b631
space_id | DTP_Template | 2026-06-05 | IFC_Core | Component | Fire Alarm Control Panel | SP-L01-SECURITY |  | IFC | IfcAlarm | f44e3010-24a7-4d6e-9763-9931a796b631 | ifc_objects[].space_id | 07_IFC_Metadata_EAV | f44e3010-24a7-4d6e-9763-9931a796b631
zone_id | DTP_Template | 2026-06-05 | IFC_Core | Component | Fire Alarm Control Panel | ZONE-PUBLIC-L01 |  | IFC | IfcAlarm | f44e3010-24a7-4d6e-9763-9931a796b631 | ifc_objects[].zone_id | 07_IFC_Metadata_EAV | f44e3010-24a7-4d6e-9763-9931a796b631
system | DTP_Template | 2026-06-05 | IFC_Core | Component | Fire Alarm Control Panel | Fire Alarm |  | IFC | IfcAlarm | f44e3010-24a7-4d6e-9763-9931a796b631 | ifc_objects[].system | 07_IFC_Metadata_EAV | f44e3010-24a7-4d6e-9763-9931a796b631
discipline | DTP_Template | 2026-06-05 | IFC_Core | Component | Fire Alarm Control Panel | MEP |  | IFC | IfcAlarm | f44e3010-24a7-4d6e-9763-9931a796b631 | ifc_objects[].discipline | 07_IFC_Metadata_EAV | f44e3010-24a7-4d6e-9763-9931a796b631
ifc_entity | DTP_Template | 2026-06-05 | IFC_Core | Component | Smoke Detector B2-001 | IfcSensor |  | IFC | IfcSensor | dd9f822e-4f64-4dcc-b585-06d9d4308033 | ifc_objects[].ifc_entity | 07_IFC_Metadata_EAV | dd9f822e-4f64-4dcc-b585-06d9d4308033
ifc_name | DTP_Template | 2026-06-05 | IFC_Core | Component | Smoke Detector B2-001 | Smoke Detector B2-001 |  | IFC | IfcSensor | dd9f822e-4f64-4dcc-b585-06d9d4308033 | ifc_objects[].ifc_name | 07_IFC_Metadata_EAV | dd9f822e-4f64-4dcc-b585-06d9d4308033
ifc_object_type | DTP_Template | 2026-06-05 | IFC_Core | Component | Smoke Detector B2-001 | SmokeDetector |  | IFC | IfcSensor | dd9f822e-4f64-4dcc-b585-06d9d4308033 | ifc_objects[].ifc_object_type | 07_IFC_Metadata_EAV | dd9f822e-4f64-4dcc-b585-06d9d4308033
predefined_type | DTP_Template | 2026-06-05 | IFC_Core | Component | Smoke Detector B2-001 | SmokeDetector |  | IFC | IfcSensor | dd9f822e-4f64-4dcc-b585-06d9d4308033 | ifc_objects[].predefined_type | 07_IFC_Metadata_EAV | dd9f822e-4f64-4dcc-b585-06d9d4308033
floor_id | DTP_Template | 2026-06-05 | IFC_Core | Component | Smoke Detector B2-001 | FL-B2 |  | IFC | IfcSensor | dd9f822e-4f64-4dcc-b585-06d9d4308033 | ifc_objects[].floor_id | 07_IFC_Metadata_EAV | dd9f822e-4f64-4dcc-b585-06d9d4308033
space_id | DTP_Template | 2026-06-05 | IFC_Core | Component | Smoke Detector B2-001 | SP-B2-PARKING-A |  | IFC | IfcSensor | dd9f822e-4f64-4dcc-b585-06d9d4308033 | ifc_objects[].space_id | 07_IFC_Metadata_EAV | dd9f822e-4f64-4dcc-b585-06d9d4308033
zone_id | DTP_Template | 2026-06-05 | IFC_Core | Component | Smoke Detector B2-001 | ZONE-FIRE-B1 |  | IFC | IfcSensor | dd9f822e-4f64-4dcc-b585-06d9d4308033 | ifc_objects[].zone_id | 07_IFC_Metadata_EAV | dd9f822e-4f64-4dcc-b585-06d9d4308033
system | DTP_Template | 2026-06-05 | IFC_Core | Component | Smoke Detector B2-001 | Fire Alarm |  | IFC | IfcSensor | dd9f822e-4f64-4dcc-b585-06d9d4308033 | ifc_objects[].system | 07_IFC_Metadata_EAV | dd9f822e-4f64-4dcc-b585-06d9d4308033
discipline | DTP_Template | 2026-06-05 | IFC_Core | Component | Smoke Detector B2-001 | MEP |  | IFC | IfcSensor | dd9f822e-4f64-4dcc-b585-06d9d4308033 | ifc_objects[].discipline | 07_IFC_Metadata_EAV | dd9f822e-4f64-4dcc-b585-06d9d4308033
ifc_entity | DTP_Template | 2026-06-05 | IFC_Core | Component | Sprinkler Zone Valve B2-001 | IfcValve |  | IFC | IfcValve | 6ff2f275-ecdd-4276-b839-4c7b453f734a | ifc_objects[].ifc_entity | 07_IFC_Metadata_EAV | 6ff2f275-ecdd-4276-b839-4c7b453f734a
ifc_name | DTP_Template | 2026-06-05 | IFC_Core | Component | Sprinkler Zone Valve B2-001 | Sprinkler Zone Valve B2-001 |  | IFC | IfcValve | 6ff2f275-ecdd-4276-b839-4c7b453f734a | ifc_objects[].ifc_name | 07_IFC_Metadata_EAV | 6ff2f275-ecdd-4276-b839-4c7b453f734a
ifc_object_type | DTP_Template | 2026-06-05 | IFC_Core | Component | Sprinkler Zone Valve B2-001 | SprinklerValve |  | IFC | IfcValve | 6ff2f275-ecdd-4276-b839-4c7b453f734a | ifc_objects[].ifc_object_type | 07_IFC_Metadata_EAV | 6ff2f275-ecdd-4276-b839-4c7b453f734a
predefined_type | DTP_Template | 2026-06-05 | IFC_Core | Component | Sprinkler Zone Valve B2-001 | SprinklerValve |  | IFC | IfcValve | 6ff2f275-ecdd-4276-b839-4c7b453f734a | ifc_objects[].predefined_type | 07_IFC_Metadata_EAV | 6ff2f275-ecdd-4276-b839-4c7b453f734a
floor_id | DTP_Template | 2026-06-05 | IFC_Core | Component | Sprinkler Zone Valve B2-001 | FL-B2 |  | IFC | IfcValve | 6ff2f275-ecdd-4276-b839-4c7b453f734a | ifc_objects[].floor_id | 07_IFC_Metadata_EAV | 6ff2f275-ecdd-4276-b839-4c7b453f734a
space_id | DTP_Template | 2026-06-05 | IFC_Core | Component | Sprinkler Zone Valve B2-001 | SP-B2-PARKING-A |  | IFC | IfcValve | 6ff2f275-ecdd-4276-b839-4c7b453f734a | ifc_objects[].space_id | 07_IFC_Metadata_EAV | 6ff2f275-ecdd-4276-b839-4c7b453f734a
zone_id | DTP_Template | 2026-06-05 | IFC_Core | Component | Sprinkler Zone Valve B2-001 | ZONE-FIRE-B1 |  | IFC | IfcValve | 6ff2f275-ecdd-4276-b839-4c7b453f734a | ifc_objects[].zone_id | 07_IFC_Metadata_EAV | 6ff2f275-ecdd-4276-b839-4c7b453f734a
system | DTP_Template | 2026-06-05 | IFC_Core | Component | Sprinkler Zone Valve B2-001 | Fire Fighting |  | IFC | IfcValve | 6ff2f275-ecdd-4276-b839-4c7b453f734a | ifc_objects[].system | 07_IFC_Metadata_EAV | 6ff2f275-ecdd-4276-b839-4c7b453f734a
discipline | DTP_Template | 2026-06-05 | IFC_Core | Component | Sprinkler Zone Valve B2-001 | MEP |  | IFC | IfcValve | 6ff2f275-ecdd-4276-b839-4c7b453f734a | ifc_objects[].discipline | 07_IFC_Metadata_EAV | 6ff2f275-ecdd-4276-b839-4c7b453f734a
ifc_entity | DTP_Template | 2026-06-05 | IFC_Core | Component | Smoke Detector L01-001 | IfcSensor |  | IFC | IfcSensor | 2c04cd7b-491c-40f9-a50b-0cd87dbf9008 | ifc_objects[].ifc_entity | 07_IFC_Metadata_EAV | 2c04cd7b-491c-40f9-a50b-0cd87dbf9008
ifc_name | DTP_Template | 2026-06-05 | IFC_Core | Component | Smoke Detector L01-001 | Smoke Detector L01-001 |  | IFC | IfcSensor | 2c04cd7b-491c-40f9-a50b-0cd87dbf9008 | ifc_objects[].ifc_name | 07_IFC_Metadata_EAV | 2c04cd7b-491c-40f9-a50b-0cd87dbf9008
ifc_object_type | DTP_Template | 2026-06-05 | IFC_Core | Component | Smoke Detector L01-001 | SmokeDetector |  | IFC | IfcSensor | 2c04cd7b-491c-40f9-a50b-0cd87dbf9008 | ifc_objects[].ifc_object_type | 07_IFC_Metadata_EAV | 2c04cd7b-491c-40f9-a50b-0cd87dbf9008
predefined_type | DTP_Template | 2026-06-05 | IFC_Core | Component | Smoke Detector L01-001 | SmokeDetector |  | IFC | IfcSensor | 2c04cd7b-491c-40f9-a50b-0cd87dbf9008 | ifc_objects[].predefined_type | 07_IFC_Metadata_EAV | 2c04cd7b-491c-40f9-a50b-0cd87dbf9008
floor_id | DTP_Template | 2026-06-05 | IFC_Core | Component | Smoke Detector L01-001 | FL-L01 |  | IFC | IfcSensor | 2c04cd7b-491c-40f9-a50b-0cd87dbf9008 | ifc_objects[].floor_id | 07_IFC_Metadata_EAV | 2c04cd7b-491c-40f9-a50b-0cd87dbf9008
space_id | DTP_Template | 2026-06-05 | IFC_Core | Component | Smoke Detector L01-001 | SP-L01-LOBBY |  | IFC | IfcSensor | 2c04cd7b-491c-40f9-a50b-0cd87dbf9008 | ifc_objects[].space_id | 07_IFC_Metadata_EAV | 2c04cd7b-491c-40f9-a50b-0cd87dbf9008
zone_id | DTP_Template | 2026-06-05 | IFC_Core | Component | Smoke Detector L01-001 | ZONE-PUBLIC-L01 |  | IFC | IfcSensor | 2c04cd7b-491c-40f9-a50b-0cd87dbf9008 | ifc_objects[].zone_id | 07_IFC_Metadata_EAV | 2c04cd7b-491c-40f9-a50b-0cd87dbf9008
system | DTP_Template | 2026-06-05 | IFC_Core | Component | Smoke Detector L01-001 | Fire Alarm |  | IFC | IfcSensor | 2c04cd7b-491c-40f9-a50b-0cd87dbf9008 | ifc_objects[].system | 07_IFC_Metadata_EAV | 2c04cd7b-491c-40f9-a50b-0cd87dbf9008
discipline | DTP_Template | 2026-06-05 | IFC_Core | Component | Smoke Detector L01-001 | MEP |  | IFC | IfcSensor | 2c04cd7b-491c-40f9-a50b-0cd87dbf9008 | ifc_objects[].discipline | 07_IFC_Metadata_EAV | 2c04cd7b-491c-40f9-a50b-0cd87dbf9008
ifc_entity | DTP_Template | 2026-06-05 | IFC_Core | Component | Sprinkler Zone Valve L01-001 | IfcValve |  | IFC | IfcValve | 234df69b-989e-4ae3-9b59-176722505a16 | ifc_objects[].ifc_entity | 07_IFC_Metadata_EAV | 234df69b-989e-4ae3-9b59-176722505a16
ifc_name | DTP_Template | 2026-06-05 | IFC_Core | Component | Sprinkler Zone Valve L01-001 | Sprinkler Zone Valve L01-001 |  | IFC | IfcValve | 234df69b-989e-4ae3-9b59-176722505a16 | ifc_objects[].ifc_name | 07_IFC_Metadata_EAV | 234df69b-989e-4ae3-9b59-176722505a16
ifc_object_type | DTP_Template | 2026-06-05 | IFC_Core | Component | Sprinkler Zone Valve L01-001 | SprinklerValve |  | IFC | IfcValve | 234df69b-989e-4ae3-9b59-176722505a16 | ifc_objects[].ifc_object_type | 07_IFC_Metadata_EAV | 234df69b-989e-4ae3-9b59-176722505a16
predefined_type | DTP_Template | 2026-06-05 | IFC_Core | Component | Sprinkler Zone Valve L01-001 | SprinklerValve |  | IFC | IfcValve | 234df69b-989e-4ae3-9b59-176722505a16 | ifc_objects[].predefined_type | 07_IFC_Metadata_EAV | 234df69b-989e-4ae3-9b59-176722505a16
floor_id | DTP_Template | 2026-06-05 | IFC_Core | Component | Sprinkler Zone Valve L01-001 | FL-L01 |  | IFC | IfcValve | 234df69b-989e-4ae3-9b59-176722505a16 | ifc_objects[].floor_id | 07_IFC_Metadata_EAV | 234df69b-989e-4ae3-9b59-176722505a16
space_id | DTP_Template | 2026-06-05 | IFC_Core | Component | Sprinkler Zone Valve L01-001 | SP-L01-LOBBY |  | IFC | IfcValve | 234df69b-989e-4ae3-9b59-176722505a16 | ifc_objects[].space_id | 07_IFC_Metadata_EAV | 234df69b-989e-4ae3-9b59-176722505a16
zone_id | DTP_Template | 2026-06-05 | IFC_Core | Component | Sprinkler Zone Valve L01-001 | ZONE-PUBLIC-L01 |  | IFC | IfcValve | 234df69b-989e-4ae3-9b59-176722505a16 | ifc_objects[].zone_id | 07_IFC_Metadata_EAV | 234df69b-989e-4ae3-9b59-176722505a16
system | DTP_Template | 2026-06-05 | IFC_Core | Component | Sprinkler Zone Valve L01-001 | Fire Fighting |  | IFC | IfcValve | 234df69b-989e-4ae3-9b59-176722505a16 | ifc_objects[].system | 07_IFC_Metadata_EAV | 234df69b-989e-4ae3-9b59-176722505a16
discipline | DTP_Template | 2026-06-05 | IFC_Core | Component | Sprinkler Zone Valve L01-001 | MEP |  | IFC | IfcValve | 234df69b-989e-4ae3-9b59-176722505a16 | ifc_objects[].discipline | 07_IFC_Metadata_EAV | 234df69b-989e-4ae3-9b59-176722505a16
ifc_entity | DTP_Template | 2026-06-05 | IFC_Core | Component | Smoke Detector L02-001 | IfcSensor |  | IFC | IfcSensor | 2f12543c-cd24-466d-8527-d0c7bc2efd92 | ifc_objects[].ifc_entity | 07_IFC_Metadata_EAV | 2f12543c-cd24-466d-8527-d0c7bc2efd92
ifc_name | DTP_Template | 2026-06-05 | IFC_Core | Component | Smoke Detector L02-001 | Smoke Detector L02-001 |  | IFC | IfcSensor | 2f12543c-cd24-466d-8527-d0c7bc2efd92 | ifc_objects[].ifc_name | 07_IFC_Metadata_EAV | 2f12543c-cd24-466d-8527-d0c7bc2efd92
ifc_object_type | DTP_Template | 2026-06-05 | IFC_Core | Component | Smoke Detector L02-001 | SmokeDetector |  | IFC | IfcSensor | 2f12543c-cd24-466d-8527-d0c7bc2efd92 | ifc_objects[].ifc_object_type | 07_IFC_Metadata_EAV | 2f12543c-cd24-466d-8527-d0c7bc2efd92
predefined_type | DTP_Template | 2026-06-05 | IFC_Core | Component | Smoke Detector L02-001 | SmokeDetector |  | IFC | IfcSensor | 2f12543c-cd24-466d-8527-d0c7bc2efd92 | ifc_objects[].predefined_type | 07_IFC_Metadata_EAV | 2f12543c-cd24-466d-8527-d0c7bc2efd92
floor_id | DTP_Template | 2026-06-05 | IFC_Core | Component | Smoke Detector L02-001 | FL-L02 |  | IFC | IfcSensor | 2f12543c-cd24-466d-8527-d0c7bc2efd92 | ifc_objects[].floor_id | 07_IFC_Metadata_EAV | 2f12543c-cd24-466d-8527-d0c7bc2efd92
space_id | DTP_Template | 2026-06-05 | IFC_Core | Component | Smoke Detector L02-001 | SP-L02-OFFICE-A |  | IFC | IfcSensor | 2f12543c-cd24-466d-8527-d0c7bc2efd92 | ifc_objects[].space_id | 07_IFC_Metadata_EAV | 2f12543c-cd24-466d-8527-d0c7bc2efd92
zone_id | DTP_Template | 2026-06-05 | IFC_Core | Component | Smoke Detector L02-001 | ZONE-OFFICE-L02 |  | IFC | IfcSensor | 2f12543c-cd24-466d-8527-d0c7bc2efd92 | ifc_objects[].zone_id | 07_IFC_Metadata_EAV | 2f12543c-cd24-466d-8527-d0c7bc2efd92
system | DTP_Template | 2026-06-05 | IFC_Core | Component | Smoke Detector L02-001 | Fire Alarm |  | IFC | IfcSensor | 2f12543c-cd24-466d-8527-d0c7bc2efd92 | ifc_objects[].system | 07_IFC_Metadata_EAV | 2f12543c-cd24-466d-8527-d0c7bc2efd92
discipline | DTP_Template | 2026-06-05 | IFC_Core | Component | Smoke Detector L02-001 | MEP |  | IFC | IfcSensor | 2f12543c-cd24-466d-8527-d0c7bc2efd92 | ifc_objects[].discipline | 07_IFC_Metadata_EAV | 2f12543c-cd24-466d-8527-d0c7bc2efd92
ifc_entity | DTP_Template | 2026-06-05 | IFC_Core | Component | Sprinkler Zone Valve L02-001 | IfcValve |  | IFC | IfcValve | 0dfdd687-af51-40be-9965-c66edde933a3 | ifc_objects[].ifc_entity | 07_IFC_Metadata_EAV | 0dfdd687-af51-40be-9965-c66edde933a3
ifc_name | DTP_Template | 2026-06-05 | IFC_Core | Component | Sprinkler Zone Valve L02-001 | Sprinkler Zone Valve L02-001 |  | IFC | IfcValve | 0dfdd687-af51-40be-9965-c66edde933a3 | ifc_objects[].ifc_name | 07_IFC_Metadata_EAV | 0dfdd687-af51-40be-9965-c66edde933a3
ifc_object_type | DTP_Template | 2026-06-05 | IFC_Core | Component | Sprinkler Zone Valve L02-001 | SprinklerValve |  | IFC | IfcValve | 0dfdd687-af51-40be-9965-c66edde933a3 | ifc_objects[].ifc_object_type | 07_IFC_Metadata_EAV | 0dfdd687-af51-40be-9965-c66edde933a3
predefined_type | DTP_Template | 2026-06-05 | IFC_Core | Component | Sprinkler Zone Valve L02-001 | SprinklerValve |  | IFC | IfcValve | 0dfdd687-af51-40be-9965-c66edde933a3 | ifc_objects[].predefined_type | 07_IFC_Metadata_EAV | 0dfdd687-af51-40be-9965-c66edde933a3
floor_id | DTP_Template | 2026-06-05 | IFC_Core | Component | Sprinkler Zone Valve L02-001 | FL-L02 |  | IFC | IfcValve | 0dfdd687-af51-40be-9965-c66edde933a3 | ifc_objects[].floor_id | 07_IFC_Metadata_EAV | 0dfdd687-af51-40be-9965-c66edde933a3
space_id | DTP_Template | 2026-06-05 | IFC_Core | Component | Sprinkler Zone Valve L02-001 | SP-L02-OFFICE-A |  | IFC | IfcValve | 0dfdd687-af51-40be-9965-c66edde933a3 | ifc_objects[].space_id | 07_IFC_Metadata_EAV | 0dfdd687-af51-40be-9965-c66edde933a3
zone_id | DTP_Template | 2026-06-05 | IFC_Core | Component | Sprinkler Zone Valve L02-001 | ZONE-OFFICE-L02 |  | IFC | IfcValve | 0dfdd687-af51-40be-9965-c66edde933a3 | ifc_objects[].zone_id | 07_IFC_Metadata_EAV | 0dfdd687-af51-40be-9965-c66edde933a3
system | DTP_Template | 2026-06-05 | IFC_Core | Component | Sprinkler Zone Valve L02-001 | Fire Fighting |  | IFC | IfcValve | 0dfdd687-af51-40be-9965-c66edde933a3 | ifc_objects[].system | 07_IFC_Metadata_EAV | 0dfdd687-af51-40be-9965-c66edde933a3
discipline | DTP_Template | 2026-06-05 | IFC_Core | Component | Sprinkler Zone Valve L02-001 | MEP |  | IFC | IfcValve | 0dfdd687-af51-40be-9965-c66edde933a3 | ifc_objects[].discipline | 07_IFC_Metadata_EAV | 0dfdd687-af51-40be-9965-c66edde933a3
ifc_entity | DTP_Template | 2026-06-05 | IFC_Core | Component | Smoke Detector L05-001 | IfcSensor |  | IFC | IfcSensor | 292386e8-bd06-41ea-a82f-d785afca003b | ifc_objects[].ifc_entity | 07_IFC_Metadata_EAV | 292386e8-bd06-41ea-a82f-d785afca003b
ifc_name | DTP_Template | 2026-06-05 | IFC_Core | Component | Smoke Detector L05-001 | Smoke Detector L05-001 |  | IFC | IfcSensor | 292386e8-bd06-41ea-a82f-d785afca003b | ifc_objects[].ifc_name | 07_IFC_Metadata_EAV | 292386e8-bd06-41ea-a82f-d785afca003b
ifc_object_type | DTP_Template | 2026-06-05 | IFC_Core | Component | Smoke Detector L05-001 | SmokeDetector |  | IFC | IfcSensor | 292386e8-bd06-41ea-a82f-d785afca003b | ifc_objects[].ifc_object_type | 07_IFC_Metadata_EAV | 292386e8-bd06-41ea-a82f-d785afca003b
predefined_type | DTP_Template | 2026-06-05 | IFC_Core | Component | Smoke Detector L05-001 | SmokeDetector |  | IFC | IfcSensor | 292386e8-bd06-41ea-a82f-d785afca003b | ifc_objects[].predefined_type | 07_IFC_Metadata_EAV | 292386e8-bd06-41ea-a82f-d785afca003b
floor_id | DTP_Template | 2026-06-05 | IFC_Core | Component | Smoke Detector L05-001 | FL-L05 |  | IFC | IfcSensor | 292386e8-bd06-41ea-a82f-d785afca003b | ifc_objects[].floor_id | 07_IFC_Metadata_EAV | 292386e8-bd06-41ea-a82f-d785afca003b
space_id | DTP_Template | 2026-06-05 | IFC_Core | Component | Smoke Detector L05-001 | SP-L05-OFFICE-A |  | IFC | IfcSensor | 292386e8-bd06-41ea-a82f-d785afca003b | ifc_objects[].space_id | 07_IFC_Metadata_EAV | 292386e8-bd06-41ea-a82f-d785afca003b
zone_id | DTP_Template | 2026-06-05 | IFC_Core | Component | Smoke Detector L05-001 | ZONE-OFFICE-L05 |  | IFC | IfcSensor | 292386e8-bd06-41ea-a82f-d785afca003b | ifc_objects[].zone_id | 07_IFC_Metadata_EAV | 292386e8-bd06-41ea-a82f-d785afca003b
system | DTP_Template | 2026-06-05 | IFC_Core | Component | Smoke Detector L05-001 | Fire Alarm |  | IFC | IfcSensor | 292386e8-bd06-41ea-a82f-d785afca003b | ifc_objects[].system | 07_IFC_Metadata_EAV | 292386e8-bd06-41ea-a82f-d785afca003b
discipline | DTP_Template | 2026-06-05 | IFC_Core | Component | Smoke Detector L05-001 | MEP |  | IFC | IfcSensor | 292386e8-bd06-41ea-a82f-d785afca003b | ifc_objects[].discipline | 07_IFC_Metadata_EAV | 292386e8-bd06-41ea-a82f-d785afca003b
ifc_entity | DTP_Template | 2026-06-05 | IFC_Core | Component | Sprinkler Zone Valve L05-001 | IfcValve |  | IFC | IfcValve | 861a2a44-7af8-4ddb-887d-2611069ca668 | ifc_objects[].ifc_entity | 07_IFC_Metadata_EAV | 861a2a44-7af8-4ddb-887d-2611069ca668
ifc_name | DTP_Template | 2026-06-05 | IFC_Core | Component | Sprinkler Zone Valve L05-001 | Sprinkler Zone Valve L05-001 |  | IFC | IfcValve | 861a2a44-7af8-4ddb-887d-2611069ca668 | ifc_objects[].ifc_name | 07_IFC_Metadata_EAV | 861a2a44-7af8-4ddb-887d-2611069ca668
ifc_object_type | DTP_Template | 2026-06-05 | IFC_Core | Component | Sprinkler Zone Valve L05-001 | SprinklerValve |  | IFC | IfcValve | 861a2a44-7af8-4ddb-887d-2611069ca668 | ifc_objects[].ifc_object_type | 07_IFC_Metadata_EAV | 861a2a44-7af8-4ddb-887d-2611069ca668
predefined_type | DTP_Template | 2026-06-05 | IFC_Core | Component | Sprinkler Zone Valve L05-001 | SprinklerValve |  | IFC | IfcValve | 861a2a44-7af8-4ddb-887d-2611069ca668 | ifc_objects[].predefined_type | 07_IFC_Metadata_EAV | 861a2a44-7af8-4ddb-887d-2611069ca668
floor_id | DTP_Template | 2026-06-05 | IFC_Core | Component | Sprinkler Zone Valve L05-001 | FL-L05 |  | IFC | IfcValve | 861a2a44-7af8-4ddb-887d-2611069ca668 | ifc_objects[].floor_id | 07_IFC_Metadata_EAV | 861a2a44-7af8-4ddb-887d-2611069ca668
space_id | DTP_Template | 2026-06-05 | IFC_Core | Component | Sprinkler Zone Valve L05-001 | SP-L05-OFFICE-A |  | IFC | IfcValve | 861a2a44-7af8-4ddb-887d-2611069ca668 | ifc_objects[].space_id | 07_IFC_Metadata_EAV | 861a2a44-7af8-4ddb-887d-2611069ca668
zone_id | DTP_Template | 2026-06-05 | IFC_Core | Component | Sprinkler Zone Valve L05-001 | ZONE-OFFICE-L05 |  | IFC | IfcValve | 861a2a44-7af8-4ddb-887d-2611069ca668 | ifc_objects[].zone_id | 07_IFC_Metadata_EAV | 861a2a44-7af8-4ddb-887d-2611069ca668
system | DTP_Template | 2026-06-05 | IFC_Core | Component | Sprinkler Zone Valve L05-001 | Fire Fighting |  | IFC | IfcValve | 861a2a44-7af8-4ddb-887d-2611069ca668 | ifc_objects[].system | 07_IFC_Metadata_EAV | 861a2a44-7af8-4ddb-887d-2611069ca668
discipline | DTP_Template | 2026-06-05 | IFC_Core | Component | Sprinkler Zone Valve L05-001 | MEP |  | IFC | IfcValve | 861a2a44-7af8-4ddb-887d-2611069ca668 | ifc_objects[].discipline | 07_IFC_Metadata_EAV | 861a2a44-7af8-4ddb-887d-2611069ca668
ifc_entity | DTP_Template | 2026-06-05 | IFC_Core | Component | Smoke Detector L10-001 | IfcSensor |  | IFC | IfcSensor | aee0248a-350d-4fdf-b757-bfc68e4861f1 | ifc_objects[].ifc_entity | 07_IFC_Metadata_EAV | aee0248a-350d-4fdf-b757-bfc68e4861f1
ifc_name | DTP_Template | 2026-06-05 | IFC_Core | Component | Smoke Detector L10-001 | Smoke Detector L10-001 |  | IFC | IfcSensor | aee0248a-350d-4fdf-b757-bfc68e4861f1 | ifc_objects[].ifc_name | 07_IFC_Metadata_EAV | aee0248a-350d-4fdf-b757-bfc68e4861f1
ifc_object_type | DTP_Template | 2026-06-05 | IFC_Core | Component | Smoke Detector L10-001 | SmokeDetector |  | IFC | IfcSensor | aee0248a-350d-4fdf-b757-bfc68e4861f1 | ifc_objects[].ifc_object_type | 07_IFC_Metadata_EAV | aee0248a-350d-4fdf-b757-bfc68e4861f1
predefined_type | DTP_Template | 2026-06-05 | IFC_Core | Component | Smoke Detector L10-001 | SmokeDetector |  | IFC | IfcSensor | aee0248a-350d-4fdf-b757-bfc68e4861f1 | ifc_objects[].predefined_type | 07_IFC_Metadata_EAV | aee0248a-350d-4fdf-b757-bfc68e4861f1
floor_id | DTP_Template | 2026-06-05 | IFC_Core | Component | Smoke Detector L10-001 | FL-L10 |  | IFC | IfcSensor | aee0248a-350d-4fdf-b757-bfc68e4861f1 | ifc_objects[].floor_id | 07_IFC_Metadata_EAV | aee0248a-350d-4fdf-b757-bfc68e4861f1
space_id | DTP_Template | 2026-06-05 | IFC_Core | Component | Smoke Detector L10-001 | SP-L10-OFFICE-A |  | IFC | IfcSensor | aee0248a-350d-4fdf-b757-bfc68e4861f1 | ifc_objects[].space_id | 07_IFC_Metadata_EAV | aee0248a-350d-4fdf-b757-bfc68e4861f1
zone_id | DTP_Template | 2026-06-05 | IFC_Core | Component | Smoke Detector L10-001 | ZONE-OFFICE-L10 |  | IFC | IfcSensor | aee0248a-350d-4fdf-b757-bfc68e4861f1 | ifc_objects[].zone_id | 07_IFC_Metadata_EAV | aee0248a-350d-4fdf-b757-bfc68e4861f1
system | DTP_Template | 2026-06-05 | IFC_Core | Component | Smoke Detector L10-001 | Fire Alarm |  | IFC | IfcSensor | aee0248a-350d-4fdf-b757-bfc68e4861f1 | ifc_objects[].system | 07_IFC_Metadata_EAV | aee0248a-350d-4fdf-b757-bfc68e4861f1
discipline | DTP_Template | 2026-06-05 | IFC_Core | Component | Smoke Detector L10-001 | MEP |  | IFC | IfcSensor | aee0248a-350d-4fdf-b757-bfc68e4861f1 | ifc_objects[].discipline | 07_IFC_Metadata_EAV | aee0248a-350d-4fdf-b757-bfc68e4861f1
ifc_entity | DTP_Template | 2026-06-05 | IFC_Core | Component | Sprinkler Zone Valve L10-001 | IfcValve |  | IFC | IfcValve | 02d03615-f1b0-4206-8322-13ac6bc7ae44 | ifc_objects[].ifc_entity | 07_IFC_Metadata_EAV | 02d03615-f1b0-4206-8322-13ac6bc7ae44
ifc_name | DTP_Template | 2026-06-05 | IFC_Core | Component | Sprinkler Zone Valve L10-001 | Sprinkler Zone Valve L10-001 |  | IFC | IfcValve | 02d03615-f1b0-4206-8322-13ac6bc7ae44 | ifc_objects[].ifc_name | 07_IFC_Metadata_EAV | 02d03615-f1b0-4206-8322-13ac6bc7ae44
ifc_object_type | DTP_Template | 2026-06-05 | IFC_Core | Component | Sprinkler Zone Valve L10-001 | SprinklerValve |  | IFC | IfcValve | 02d03615-f1b0-4206-8322-13ac6bc7ae44 | ifc_objects[].ifc_object_type | 07_IFC_Metadata_EAV | 02d03615-f1b0-4206-8322-13ac6bc7ae44
predefined_type | DTP_Template | 2026-06-05 | IFC_Core | Component | Sprinkler Zone Valve L10-001 | SprinklerValve |  | IFC | IfcValve | 02d03615-f1b0-4206-8322-13ac6bc7ae44 | ifc_objects[].predefined_type | 07_IFC_Metadata_EAV | 02d03615-f1b0-4206-8322-13ac6bc7ae44
floor_id | DTP_Template | 2026-06-05 | IFC_Core | Component | Sprinkler Zone Valve L10-001 | FL-L10 |  | IFC | IfcValve | 02d03615-f1b0-4206-8322-13ac6bc7ae44 | ifc_objects[].floor_id | 07_IFC_Metadata_EAV | 02d03615-f1b0-4206-8322-13ac6bc7ae44
space_id | DTP_Template | 2026-06-05 | IFC_Core | Component | Sprinkler Zone Valve L10-001 | SP-L10-OFFICE-A |  | IFC | IfcValve | 02d03615-f1b0-4206-8322-13ac6bc7ae44 | ifc_objects[].space_id | 07_IFC_Metadata_EAV | 02d03615-f1b0-4206-8322-13ac6bc7ae44
zone_id | DTP_Template | 2026-06-05 | IFC_Core | Component | Sprinkler Zone Valve L10-001 | ZONE-OFFICE-L10 |  | IFC | IfcValve | 02d03615-f1b0-4206-8322-13ac6bc7ae44 | ifc_objects[].zone_id | 07_IFC_Metadata_EAV | 02d03615-f1b0-4206-8322-13ac6bc7ae44
system | DTP_Template | 2026-06-05 | IFC_Core | Component | Sprinkler Zone Valve L10-001 | Fire Fighting |  | IFC | IfcValve | 02d03615-f1b0-4206-8322-13ac6bc7ae44 | ifc_objects[].system | 07_IFC_Metadata_EAV | 02d03615-f1b0-4206-8322-13ac6bc7ae44
discipline | DTP_Template | 2026-06-05 | IFC_Core | Component | Sprinkler Zone Valve L10-001 | MEP |  | IFC | IfcValve | 02d03615-f1b0-4206-8322-13ac6bc7ae44 | ifc_objects[].discipline | 07_IFC_Metadata_EAV | 02d03615-f1b0-4206-8322-13ac6bc7ae44
ifc_entity | DTP_Template | 2026-06-05 | IFC_Core | Component | Smoke Detector L20-001 | IfcSensor |  | IFC | IfcSensor | 706ac21f-c409-43ec-adae-1aafb0260858 | ifc_objects[].ifc_entity | 07_IFC_Metadata_EAV | 706ac21f-c409-43ec-adae-1aafb0260858
ifc_name | DTP_Template | 2026-06-05 | IFC_Core | Component | Smoke Detector L20-001 | Smoke Detector L20-001 |  | IFC | IfcSensor | 706ac21f-c409-43ec-adae-1aafb0260858 | ifc_objects[].ifc_name | 07_IFC_Metadata_EAV | 706ac21f-c409-43ec-adae-1aafb0260858
ifc_object_type | DTP_Template | 2026-06-05 | IFC_Core | Component | Smoke Detector L20-001 | SmokeDetector |  | IFC | IfcSensor | 706ac21f-c409-43ec-adae-1aafb0260858 | ifc_objects[].ifc_object_type | 07_IFC_Metadata_EAV | 706ac21f-c409-43ec-adae-1aafb0260858
predefined_type | DTP_Template | 2026-06-05 | IFC_Core | Component | Smoke Detector L20-001 | SmokeDetector |  | IFC | IfcSensor | 706ac21f-c409-43ec-adae-1aafb0260858 | ifc_objects[].predefined_type | 07_IFC_Metadata_EAV | 706ac21f-c409-43ec-adae-1aafb0260858
floor_id | DTP_Template | 2026-06-05 | IFC_Core | Component | Smoke Detector L20-001 | FL-L20 |  | IFC | IfcSensor | 706ac21f-c409-43ec-adae-1aafb0260858 | ifc_objects[].floor_id | 07_IFC_Metadata_EAV | 706ac21f-c409-43ec-adae-1aafb0260858
space_id | DTP_Template | 2026-06-05 | IFC_Core | Component | Smoke Detector L20-001 | SP-L20-OFFICE-A |  | IFC | IfcSensor | 706ac21f-c409-43ec-adae-1aafb0260858 | ifc_objects[].space_id | 07_IFC_Metadata_EAV | 706ac21f-c409-43ec-adae-1aafb0260858
zone_id | DTP_Template | 2026-06-05 | IFC_Core | Component | Smoke Detector L20-001 | ZONE-OFFICE-L20 |  | IFC | IfcSensor | 706ac21f-c409-43ec-adae-1aafb0260858 | ifc_objects[].zone_id | 07_IFC_Metadata_EAV | 706ac21f-c409-43ec-adae-1aafb0260858
system | DTP_Template | 2026-06-05 | IFC_Core | Component | Smoke Detector L20-001 | Fire Alarm |  | IFC | IfcSensor | 706ac21f-c409-43ec-adae-1aafb0260858 | ifc_objects[].system | 07_IFC_Metadata_EAV | 706ac21f-c409-43ec-adae-1aafb0260858
discipline | DTP_Template | 2026-06-05 | IFC_Core | Component | Smoke Detector L20-001 | MEP |  | IFC | IfcSensor | 706ac21f-c409-43ec-adae-1aafb0260858 | ifc_objects[].discipline | 07_IFC_Metadata_EAV | 706ac21f-c409-43ec-adae-1aafb0260858
ifc_entity | DTP_Template | 2026-06-05 | IFC_Core | Component | Sprinkler Zone Valve L20-001 | IfcValve |  | IFC | IfcValve | 554ddc96-685e-4c19-b62a-1d3cf042a954 | ifc_objects[].ifc_entity | 07_IFC_Metadata_EAV | 554ddc96-685e-4c19-b62a-1d3cf042a954
ifc_name | DTP_Template | 2026-06-05 | IFC_Core | Component | Sprinkler Zone Valve L20-001 | Sprinkler Zone Valve L20-001 |  | IFC | IfcValve | 554ddc96-685e-4c19-b62a-1d3cf042a954 | ifc_objects[].ifc_name | 07_IFC_Metadata_EAV | 554ddc96-685e-4c19-b62a-1d3cf042a954
ifc_object_type | DTP_Template | 2026-06-05 | IFC_Core | Component | Sprinkler Zone Valve L20-001 | SprinklerValve |  | IFC | IfcValve | 554ddc96-685e-4c19-b62a-1d3cf042a954 | ifc_objects[].ifc_object_type | 07_IFC_Metadata_EAV | 554ddc96-685e-4c19-b62a-1d3cf042a954
predefined_type | DTP_Template | 2026-06-05 | IFC_Core | Component | Sprinkler Zone Valve L20-001 | SprinklerValve |  | IFC | IfcValve | 554ddc96-685e-4c19-b62a-1d3cf042a954 | ifc_objects[].predefined_type | 07_IFC_Metadata_EAV | 554ddc96-685e-4c19-b62a-1d3cf042a954
floor_id | DTP_Template | 2026-06-05 | IFC_Core | Component | Sprinkler Zone Valve L20-001 | FL-L20 |  | IFC | IfcValve | 554ddc96-685e-4c19-b62a-1d3cf042a954 | ifc_objects[].floor_id | 07_IFC_Metadata_EAV | 554ddc96-685e-4c19-b62a-1d3cf042a954
space_id | DTP_Template | 2026-06-05 | IFC_Core | Component | Sprinkler Zone Valve L20-001 | SP-L20-OFFICE-A |  | IFC | IfcValve | 554ddc96-685e-4c19-b62a-1d3cf042a954 | ifc_objects[].space_id | 07_IFC_Metadata_EAV | 554ddc96-685e-4c19-b62a-1d3cf042a954
zone_id | DTP_Template | 2026-06-05 | IFC_Core | Component | Sprinkler Zone Valve L20-001 | ZONE-OFFICE-L20 |  | IFC | IfcValve | 554ddc96-685e-4c19-b62a-1d3cf042a954 | ifc_objects[].zone_id | 07_IFC_Metadata_EAV | 554ddc96-685e-4c19-b62a-1d3cf042a954
system | DTP_Template | 2026-06-05 | IFC_Core | Component | Sprinkler Zone Valve L20-001 | Fire Fighting |  | IFC | IfcValve | 554ddc96-685e-4c19-b62a-1d3cf042a954 | ifc_objects[].system | 07_IFC_Metadata_EAV | 554ddc96-685e-4c19-b62a-1d3cf042a954
discipline | DTP_Template | 2026-06-05 | IFC_Core | Component | Sprinkler Zone Valve L20-001 | MEP |  | IFC | IfcValve | 554ddc96-685e-4c19-b62a-1d3cf042a954 | ifc_objects[].discipline | 07_IFC_Metadata_EAV | 554ddc96-685e-4c19-b62a-1d3cf042a954
ifc_entity | DTP_Template | 2026-06-05 | IFC_Core | Component | Domestic Water Pump 01 | IfcFlowMovingDevice |  | IFC | IfcFlowMovingDevice | 968428ad-028c-4999-9f22-0280fe6ec3bf | ifc_objects[].ifc_entity | 07_IFC_Metadata_EAV | 968428ad-028c-4999-9f22-0280fe6ec3bf
ifc_name | DTP_Template | 2026-06-05 | IFC_Core | Component | Domestic Water Pump 01 | Domestic Water Pump 01 |  | IFC | IfcFlowMovingDevice | 968428ad-028c-4999-9f22-0280fe6ec3bf | ifc_objects[].ifc_name | 07_IFC_Metadata_EAV | 968428ad-028c-4999-9f22-0280fe6ec3bf
ifc_object_type | DTP_Template | 2026-06-05 | IFC_Core | Component | Domestic Water Pump 01 | DomesticWaterPump |  | IFC | IfcFlowMovingDevice | 968428ad-028c-4999-9f22-0280fe6ec3bf | ifc_objects[].ifc_object_type | 07_IFC_Metadata_EAV | 968428ad-028c-4999-9f22-0280fe6ec3bf
predefined_type | DTP_Template | 2026-06-05 | IFC_Core | Component | Domestic Water Pump 01 | DomesticWaterPump |  | IFC | IfcFlowMovingDevice | 968428ad-028c-4999-9f22-0280fe6ec3bf | ifc_objects[].predefined_type | 07_IFC_Metadata_EAV | 968428ad-028c-4999-9f22-0280fe6ec3bf
floor_id | DTP_Template | 2026-06-05 | IFC_Core | Component | Domestic Water Pump 01 | FL-B2 |  | IFC | IfcFlowMovingDevice | 968428ad-028c-4999-9f22-0280fe6ec3bf | ifc_objects[].floor_id | 07_IFC_Metadata_EAV | 968428ad-028c-4999-9f22-0280fe6ec3bf
space_id | DTP_Template | 2026-06-05 | IFC_Core | Component | Domestic Water Pump 01 | SP-B2-WATER-TANK |  | IFC | IfcFlowMovingDevice | 968428ad-028c-4999-9f22-0280fe6ec3bf | ifc_objects[].space_id | 07_IFC_Metadata_EAV | 968428ad-028c-4999-9f22-0280fe6ec3bf
zone_id | DTP_Template | 2026-06-05 | IFC_Core | Component | Domestic Water Pump 01 | ZONE-FIRE-B1 |  | IFC | IfcFlowMovingDevice | 968428ad-028c-4999-9f22-0280fe6ec3bf | ifc_objects[].zone_id | 07_IFC_Metadata_EAV | 968428ad-028c-4999-9f22-0280fe6ec3bf
system | DTP_Template | 2026-06-05 | IFC_Core | Component | Domestic Water Pump 01 | Plumbing |  | IFC | IfcFlowMovingDevice | 968428ad-028c-4999-9f22-0280fe6ec3bf | ifc_objects[].system | 07_IFC_Metadata_EAV | 968428ad-028c-4999-9f22-0280fe6ec3bf
discipline | DTP_Template | 2026-06-05 | IFC_Core | Component | Domestic Water Pump 01 | MEP |  | IFC | IfcFlowMovingDevice | 968428ad-028c-4999-9f22-0280fe6ec3bf | ifc_objects[].discipline | 07_IFC_Metadata_EAV | 968428ad-028c-4999-9f22-0280fe6ec3bf
ifc_entity | DTP_Template | 2026-06-05 | IFC_Core | Component | Sump Pump B2-001 | IfcFlowMovingDevice |  | IFC | IfcFlowMovingDevice | b43e559e-ee99-49c2-8a8a-d6786b3bf5c9 | ifc_objects[].ifc_entity | 07_IFC_Metadata_EAV | b43e559e-ee99-49c2-8a8a-d6786b3bf5c9
ifc_name | DTP_Template | 2026-06-05 | IFC_Core | Component | Sump Pump B2-001 | Sump Pump B2-001 |  | IFC | IfcFlowMovingDevice | b43e559e-ee99-49c2-8a8a-d6786b3bf5c9 | ifc_objects[].ifc_name | 07_IFC_Metadata_EAV | b43e559e-ee99-49c2-8a8a-d6786b3bf5c9
ifc_object_type | DTP_Template | 2026-06-05 | IFC_Core | Component | Sump Pump B2-001 | SumpPump |  | IFC | IfcFlowMovingDevice | b43e559e-ee99-49c2-8a8a-d6786b3bf5c9 | ifc_objects[].ifc_object_type | 07_IFC_Metadata_EAV | b43e559e-ee99-49c2-8a8a-d6786b3bf5c9
predefined_type | DTP_Template | 2026-06-05 | IFC_Core | Component | Sump Pump B2-001 | SumpPump |  | IFC | IfcFlowMovingDevice | b43e559e-ee99-49c2-8a8a-d6786b3bf5c9 | ifc_objects[].predefined_type | 07_IFC_Metadata_EAV | b43e559e-ee99-49c2-8a8a-d6786b3bf5c9
floor_id | DTP_Template | 2026-06-05 | IFC_Core | Component | Sump Pump B2-001 | FL-B2 |  | IFC | IfcFlowMovingDevice | b43e559e-ee99-49c2-8a8a-d6786b3bf5c9 | ifc_objects[].floor_id | 07_IFC_Metadata_EAV | b43e559e-ee99-49c2-8a8a-d6786b3bf5c9
space_id | DTP_Template | 2026-06-05 | IFC_Core | Component | Sump Pump B2-001 | SP-B2-WATER-TANK |  | IFC | IfcFlowMovingDevice | b43e559e-ee99-49c2-8a8a-d6786b3bf5c9 | ifc_objects[].space_id | 07_IFC_Metadata_EAV | b43e559e-ee99-49c2-8a8a-d6786b3bf5c9
zone_id | DTP_Template | 2026-06-05 | IFC_Core | Component | Sump Pump B2-001 | ZONE-FIRE-B1 |  | IFC | IfcFlowMovingDevice | b43e559e-ee99-49c2-8a8a-d6786b3bf5c9 | ifc_objects[].zone_id | 07_IFC_Metadata_EAV | b43e559e-ee99-49c2-8a8a-d6786b3bf5c9
system | DTP_Template | 2026-06-05 | IFC_Core | Component | Sump Pump B2-001 | Drainage |  | IFC | IfcFlowMovingDevice | b43e559e-ee99-49c2-8a8a-d6786b3bf5c9 | ifc_objects[].system | 07_IFC_Metadata_EAV | b43e559e-ee99-49c2-8a8a-d6786b3bf5c9
discipline | DTP_Template | 2026-06-05 | IFC_Core | Component | Sump Pump B2-001 | MEP |  | IFC | IfcFlowMovingDevice | b43e559e-ee99-49c2-8a8a-d6786b3bf5c9 | ifc_objects[].discipline | 07_IFC_Metadata_EAV | b43e559e-ee99-49c2-8a8a-d6786b3bf5c9
ifc_entity | DTP_Template | 2026-06-05 | IFC_Core | Component | Main Water Meter 01 | IfcFlowMeter |  | IFC | IfcFlowMeter | 8e23e835-f0e8-4633-ad67-b5fb7b659ee8 | ifc_objects[].ifc_entity | 07_IFC_Metadata_EAV | 8e23e835-f0e8-4633-ad67-b5fb7b659ee8
ifc_name | DTP_Template | 2026-06-05 | IFC_Core | Component | Main Water Meter 01 | Main Water Meter 01 |  | IFC | IfcFlowMeter | 8e23e835-f0e8-4633-ad67-b5fb7b659ee8 | ifc_objects[].ifc_name | 07_IFC_Metadata_EAV | 8e23e835-f0e8-4633-ad67-b5fb7b659ee8
ifc_object_type | DTP_Template | 2026-06-05 | IFC_Core | Component | Main Water Meter 01 | WaterMeter |  | IFC | IfcFlowMeter | 8e23e835-f0e8-4633-ad67-b5fb7b659ee8 | ifc_objects[].ifc_object_type | 07_IFC_Metadata_EAV | 8e23e835-f0e8-4633-ad67-b5fb7b659ee8
predefined_type | DTP_Template | 2026-06-05 | IFC_Core | Component | Main Water Meter 01 | WaterMeter |  | IFC | IfcFlowMeter | 8e23e835-f0e8-4633-ad67-b5fb7b659ee8 | ifc_objects[].predefined_type | 07_IFC_Metadata_EAV | 8e23e835-f0e8-4633-ad67-b5fb7b659ee8
floor_id | DTP_Template | 2026-06-05 | IFC_Core | Component | Main Water Meter 01 | FL-B2 |  | IFC | IfcFlowMeter | 8e23e835-f0e8-4633-ad67-b5fb7b659ee8 | ifc_objects[].floor_id | 07_IFC_Metadata_EAV | 8e23e835-f0e8-4633-ad67-b5fb7b659ee8
space_id | DTP_Template | 2026-06-05 | IFC_Core | Component | Main Water Meter 01 | SP-B2-WATER-TANK |  | IFC | IfcFlowMeter | 8e23e835-f0e8-4633-ad67-b5fb7b659ee8 | ifc_objects[].space_id | 07_IFC_Metadata_EAV | 8e23e835-f0e8-4633-ad67-b5fb7b659ee8
zone_id | DTP_Template | 2026-06-05 | IFC_Core | Component | Main Water Meter 01 | ZONE-FIRE-B1 |  | IFC | IfcFlowMeter | 8e23e835-f0e8-4633-ad67-b5fb7b659ee8 | ifc_objects[].zone_id | 07_IFC_Metadata_EAV | 8e23e835-f0e8-4633-ad67-b5fb7b659ee8
system | DTP_Template | 2026-06-05 | IFC_Core | Component | Main Water Meter 01 | Plumbing |  | IFC | IfcFlowMeter | 8e23e835-f0e8-4633-ad67-b5fb7b659ee8 | ifc_objects[].system | 07_IFC_Metadata_EAV | 8e23e835-f0e8-4633-ad67-b5fb7b659ee8
discipline | DTP_Template | 2026-06-05 | IFC_Core | Component | Main Water Meter 01 | MEP |  | IFC | IfcFlowMeter | 8e23e835-f0e8-4633-ad67-b5fb7b659ee8 | ifc_objects[].discipline | 07_IFC_Metadata_EAV | 8e23e835-f0e8-4633-ad67-b5fb7b659ee8
ifc_entity | DTP_Template | 2026-06-05 | IFC_Core | Component | Domestic Water Tank B2 | IfcTank |  | IFC | IfcTank | 3bf1c62f-0b41-4975-b17e-d88f02b6efbb | ifc_objects[].ifc_entity | 07_IFC_Metadata_EAV | 3bf1c62f-0b41-4975-b17e-d88f02b6efbb
ifc_name | DTP_Template | 2026-06-05 | IFC_Core | Component | Domestic Water Tank B2 | Domestic Water Tank B2 |  | IFC | IfcTank | 3bf1c62f-0b41-4975-b17e-d88f02b6efbb | ifc_objects[].ifc_name | 07_IFC_Metadata_EAV | 3bf1c62f-0b41-4975-b17e-d88f02b6efbb
ifc_object_type | DTP_Template | 2026-06-05 | IFC_Core | Component | Domestic Water Tank B2 | WaterTank |  | IFC | IfcTank | 3bf1c62f-0b41-4975-b17e-d88f02b6efbb | ifc_objects[].ifc_object_type | 07_IFC_Metadata_EAV | 3bf1c62f-0b41-4975-b17e-d88f02b6efbb
predefined_type | DTP_Template | 2026-06-05 | IFC_Core | Component | Domestic Water Tank B2 | WaterTank |  | IFC | IfcTank | 3bf1c62f-0b41-4975-b17e-d88f02b6efbb | ifc_objects[].predefined_type | 07_IFC_Metadata_EAV | 3bf1c62f-0b41-4975-b17e-d88f02b6efbb
floor_id | DTP_Template | 2026-06-05 | IFC_Core | Component | Domestic Water Tank B2 | FL-B2 |  | IFC | IfcTank | 3bf1c62f-0b41-4975-b17e-d88f02b6efbb | ifc_objects[].floor_id | 07_IFC_Metadata_EAV | 3bf1c62f-0b41-4975-b17e-d88f02b6efbb
space_id | DTP_Template | 2026-06-05 | IFC_Core | Component | Domestic Water Tank B2 | SP-B2-WATER-TANK |  | IFC | IfcTank | 3bf1c62f-0b41-4975-b17e-d88f02b6efbb | ifc_objects[].space_id | 07_IFC_Metadata_EAV | 3bf1c62f-0b41-4975-b17e-d88f02b6efbb
zone_id | DTP_Template | 2026-06-05 | IFC_Core | Component | Domestic Water Tank B2 | ZONE-FIRE-B1 |  | IFC | IfcTank | 3bf1c62f-0b41-4975-b17e-d88f02b6efbb | ifc_objects[].zone_id | 07_IFC_Metadata_EAV | 3bf1c62f-0b41-4975-b17e-d88f02b6efbb
system | DTP_Template | 2026-06-05 | IFC_Core | Component | Domestic Water Tank B2 | Plumbing |  | IFC | IfcTank | 3bf1c62f-0b41-4975-b17e-d88f02b6efbb | ifc_objects[].system | 07_IFC_Metadata_EAV | 3bf1c62f-0b41-4975-b17e-d88f02b6efbb
discipline | DTP_Template | 2026-06-05 | IFC_Core | Component | Domestic Water Tank B2 | MEP |  | IFC | IfcTank | 3bf1c62f-0b41-4975-b17e-d88f02b6efbb | ifc_objects[].discipline | 07_IFC_Metadata_EAV | 3bf1c62f-0b41-4975-b17e-d88f02b6efbb
ifc_entity | DTP_Template | 2026-06-05 | IFC_Core | Component | Passenger Lift 01 | IfcTransportElement |  | IFC | IfcTransportElement | 6bd54e63-e5cc-48ff-afd5-3d1ed0a44f52 | ifc_objects[].ifc_entity | 07_IFC_Metadata_EAV | 6bd54e63-e5cc-48ff-afd5-3d1ed0a44f52
ifc_name | DTP_Template | 2026-06-05 | IFC_Core | Component | Passenger Lift 01 | Passenger Lift 01 |  | IFC | IfcTransportElement | 6bd54e63-e5cc-48ff-afd5-3d1ed0a44f52 | ifc_objects[].ifc_name | 07_IFC_Metadata_EAV | 6bd54e63-e5cc-48ff-afd5-3d1ed0a44f52
ifc_object_type | DTP_Template | 2026-06-05 | IFC_Core | Component | Passenger Lift 01 | PassengerLift |  | IFC | IfcTransportElement | 6bd54e63-e5cc-48ff-afd5-3d1ed0a44f52 | ifc_objects[].ifc_object_type | 07_IFC_Metadata_EAV | 6bd54e63-e5cc-48ff-afd5-3d1ed0a44f52
predefined_type | DTP_Template | 2026-06-05 | IFC_Core | Component | Passenger Lift 01 | PassengerLift |  | IFC | IfcTransportElement | 6bd54e63-e5cc-48ff-afd5-3d1ed0a44f52 | ifc_objects[].predefined_type | 07_IFC_Metadata_EAV | 6bd54e63-e5cc-48ff-afd5-3d1ed0a44f52
floor_id | DTP_Template | 2026-06-05 | IFC_Core | Component | Passenger Lift 01 | FL-ROOF |  | IFC | IfcTransportElement | 6bd54e63-e5cc-48ff-afd5-3d1ed0a44f52 | ifc_objects[].floor_id | 07_IFC_Metadata_EAV | 6bd54e63-e5cc-48ff-afd5-3d1ed0a44f52
space_id | DTP_Template | 2026-06-05 | IFC_Core | Component | Passenger Lift 01 | SP-ROOF-ELEV-MACHINE |  | IFC | IfcTransportElement | 6bd54e63-e5cc-48ff-afd5-3d1ed0a44f52 | ifc_objects[].space_id | 07_IFC_Metadata_EAV | 6bd54e63-e5cc-48ff-afd5-3d1ed0a44f52
zone_id | DTP_Template | 2026-06-05 | IFC_Core | Component | Passenger Lift 01 | ZONE-ROOF-TECH |  | IFC | IfcTransportElement | 6bd54e63-e5cc-48ff-afd5-3d1ed0a44f52 | ifc_objects[].zone_id | 07_IFC_Metadata_EAV | 6bd54e63-e5cc-48ff-afd5-3d1ed0a44f52
system | DTP_Template | 2026-06-05 | IFC_Core | Component | Passenger Lift 01 | Vertical Transportation |  | IFC | IfcTransportElement | 6bd54e63-e5cc-48ff-afd5-3d1ed0a44f52 | ifc_objects[].system | 07_IFC_Metadata_EAV | 6bd54e63-e5cc-48ff-afd5-3d1ed0a44f52
discipline | DTP_Template | 2026-06-05 | IFC_Core | Component | Passenger Lift 01 | MEP |  | IFC | IfcTransportElement | 6bd54e63-e5cc-48ff-afd5-3d1ed0a44f52 | ifc_objects[].discipline | 07_IFC_Metadata_EAV | 6bd54e63-e5cc-48ff-afd5-3d1ed0a44f52
ifc_entity | DTP_Template | 2026-06-05 | IFC_Core | Component | Passenger Lift 02 | IfcTransportElement |  | IFC | IfcTransportElement | 50345f0e-9930-40df-bbef-1731063f72e1 | ifc_objects[].ifc_entity | 07_IFC_Metadata_EAV | 50345f0e-9930-40df-bbef-1731063f72e1
ifc_name | DTP_Template | 2026-06-05 | IFC_Core | Component | Passenger Lift 02 | Passenger Lift 02 |  | IFC | IfcTransportElement | 50345f0e-9930-40df-bbef-1731063f72e1 | ifc_objects[].ifc_name | 07_IFC_Metadata_EAV | 50345f0e-9930-40df-bbef-1731063f72e1
ifc_object_type | DTP_Template | 2026-06-05 | IFC_Core | Component | Passenger Lift 02 | PassengerLift |  | IFC | IfcTransportElement | 50345f0e-9930-40df-bbef-1731063f72e1 | ifc_objects[].ifc_object_type | 07_IFC_Metadata_EAV | 50345f0e-9930-40df-bbef-1731063f72e1
predefined_type | DTP_Template | 2026-06-05 | IFC_Core | Component | Passenger Lift 02 | PassengerLift |  | IFC | IfcTransportElement | 50345f0e-9930-40df-bbef-1731063f72e1 | ifc_objects[].predefined_type | 07_IFC_Metadata_EAV | 50345f0e-9930-40df-bbef-1731063f72e1
floor_id | DTP_Template | 2026-06-05 | IFC_Core | Component | Passenger Lift 02 | FL-ROOF |  | IFC | IfcTransportElement | 50345f0e-9930-40df-bbef-1731063f72e1 | ifc_objects[].floor_id | 07_IFC_Metadata_EAV | 50345f0e-9930-40df-bbef-1731063f72e1
space_id | DTP_Template | 2026-06-05 | IFC_Core | Component | Passenger Lift 02 | SP-ROOF-ELEV-MACHINE |  | IFC | IfcTransportElement | 50345f0e-9930-40df-bbef-1731063f72e1 | ifc_objects[].space_id | 07_IFC_Metadata_EAV | 50345f0e-9930-40df-bbef-1731063f72e1
zone_id | DTP_Template | 2026-06-05 | IFC_Core | Component | Passenger Lift 02 | ZONE-ROOF-TECH |  | IFC | IfcTransportElement | 50345f0e-9930-40df-bbef-1731063f72e1 | ifc_objects[].zone_id | 07_IFC_Metadata_EAV | 50345f0e-9930-40df-bbef-1731063f72e1
system | DTP_Template | 2026-06-05 | IFC_Core | Component | Passenger Lift 02 | Vertical Transportation |  | IFC | IfcTransportElement | 50345f0e-9930-40df-bbef-1731063f72e1 | ifc_objects[].system | 07_IFC_Metadata_EAV | 50345f0e-9930-40df-bbef-1731063f72e1
discipline | DTP_Template | 2026-06-05 | IFC_Core | Component | Passenger Lift 02 | MEP |  | IFC | IfcTransportElement | 50345f0e-9930-40df-bbef-1731063f72e1 | ifc_objects[].discipline | 07_IFC_Metadata_EAV | 50345f0e-9930-40df-bbef-1731063f72e1
ifc_entity | DTP_Template | 2026-06-05 | IFC_Core | Component | Passenger Lift 03 | IfcTransportElement |  | IFC | IfcTransportElement | 45d3a2aa-74c5-442e-a856-c77740a04c0f | ifc_objects[].ifc_entity | 07_IFC_Metadata_EAV | 45d3a2aa-74c5-442e-a856-c77740a04c0f
ifc_name | DTP_Template | 2026-06-05 | IFC_Core | Component | Passenger Lift 03 | Passenger Lift 03 |  | IFC | IfcTransportElement | 45d3a2aa-74c5-442e-a856-c77740a04c0f | ifc_objects[].ifc_name | 07_IFC_Metadata_EAV | 45d3a2aa-74c5-442e-a856-c77740a04c0f
ifc_object_type | DTP_Template | 2026-06-05 | IFC_Core | Component | Passenger Lift 03 | PassengerLift |  | IFC | IfcTransportElement | 45d3a2aa-74c5-442e-a856-c77740a04c0f | ifc_objects[].ifc_object_type | 07_IFC_Metadata_EAV | 45d3a2aa-74c5-442e-a856-c77740a04c0f
predefined_type | DTP_Template | 2026-06-05 | IFC_Core | Component | Passenger Lift 03 | PassengerLift |  | IFC | IfcTransportElement | 45d3a2aa-74c5-442e-a856-c77740a04c0f | ifc_objects[].predefined_type | 07_IFC_Metadata_EAV | 45d3a2aa-74c5-442e-a856-c77740a04c0f
floor_id | DTP_Template | 2026-06-05 | IFC_Core | Component | Passenger Lift 03 | FL-ROOF |  | IFC | IfcTransportElement | 45d3a2aa-74c5-442e-a856-c77740a04c0f | ifc_objects[].floor_id | 07_IFC_Metadata_EAV | 45d3a2aa-74c5-442e-a856-c77740a04c0f
space_id | DTP_Template | 2026-06-05 | IFC_Core | Component | Passenger Lift 03 | SP-ROOF-ELEV-MACHINE |  | IFC | IfcTransportElement | 45d3a2aa-74c5-442e-a856-c77740a04c0f | ifc_objects[].space_id | 07_IFC_Metadata_EAV | 45d3a2aa-74c5-442e-a856-c77740a04c0f
zone_id | DTP_Template | 2026-06-05 | IFC_Core | Component | Passenger Lift 03 | ZONE-ROOF-TECH |  | IFC | IfcTransportElement | 45d3a2aa-74c5-442e-a856-c77740a04c0f | ifc_objects[].zone_id | 07_IFC_Metadata_EAV | 45d3a2aa-74c5-442e-a856-c77740a04c0f
system | DTP_Template | 2026-06-05 | IFC_Core | Component | Passenger Lift 03 | Vertical Transportation |  | IFC | IfcTransportElement | 45d3a2aa-74c5-442e-a856-c77740a04c0f | ifc_objects[].system | 07_IFC_Metadata_EAV | 45d3a2aa-74c5-442e-a856-c77740a04c0f
discipline | DTP_Template | 2026-06-05 | IFC_Core | Component | Passenger Lift 03 | MEP |  | IFC | IfcTransportElement | 45d3a2aa-74c5-442e-a856-c77740a04c0f | ifc_objects[].discipline | 07_IFC_Metadata_EAV | 45d3a2aa-74c5-442e-a856-c77740a04c0f
ifc_entity | DTP_Template | 2026-06-05 | IFC_Core | Component | Passenger Lift 04 | IfcTransportElement |  | IFC | IfcTransportElement | 3f37678f-3694-424c-9574-5207baf210c9 | ifc_objects[].ifc_entity | 07_IFC_Metadata_EAV | 3f37678f-3694-424c-9574-5207baf210c9
ifc_name | DTP_Template | 2026-06-05 | IFC_Core | Component | Passenger Lift 04 | Passenger Lift 04 |  | IFC | IfcTransportElement | 3f37678f-3694-424c-9574-5207baf210c9 | ifc_objects[].ifc_name | 07_IFC_Metadata_EAV | 3f37678f-3694-424c-9574-5207baf210c9
ifc_object_type | DTP_Template | 2026-06-05 | IFC_Core | Component | Passenger Lift 04 | PassengerLift |  | IFC | IfcTransportElement | 3f37678f-3694-424c-9574-5207baf210c9 | ifc_objects[].ifc_object_type | 07_IFC_Metadata_EAV | 3f37678f-3694-424c-9574-5207baf210c9
predefined_type | DTP_Template | 2026-06-05 | IFC_Core | Component | Passenger Lift 04 | PassengerLift |  | IFC | IfcTransportElement | 3f37678f-3694-424c-9574-5207baf210c9 | ifc_objects[].predefined_type | 07_IFC_Metadata_EAV | 3f37678f-3694-424c-9574-5207baf210c9
floor_id | DTP_Template | 2026-06-05 | IFC_Core | Component | Passenger Lift 04 | FL-ROOF |  | IFC | IfcTransportElement | 3f37678f-3694-424c-9574-5207baf210c9 | ifc_objects[].floor_id | 07_IFC_Metadata_EAV | 3f37678f-3694-424c-9574-5207baf210c9
space_id | DTP_Template | 2026-06-05 | IFC_Core | Component | Passenger Lift 04 | SP-ROOF-ELEV-MACHINE |  | IFC | IfcTransportElement | 3f37678f-3694-424c-9574-5207baf210c9 | ifc_objects[].space_id | 07_IFC_Metadata_EAV | 3f37678f-3694-424c-9574-5207baf210c9
zone_id | DTP_Template | 2026-06-05 | IFC_Core | Component | Passenger Lift 04 | ZONE-ROOF-TECH |  | IFC | IfcTransportElement | 3f37678f-3694-424c-9574-5207baf210c9 | ifc_objects[].zone_id | 07_IFC_Metadata_EAV | 3f37678f-3694-424c-9574-5207baf210c9
system | DTP_Template | 2026-06-05 | IFC_Core | Component | Passenger Lift 04 | Vertical Transportation |  | IFC | IfcTransportElement | 3f37678f-3694-424c-9574-5207baf210c9 | ifc_objects[].system | 07_IFC_Metadata_EAV | 3f37678f-3694-424c-9574-5207baf210c9
discipline | DTP_Template | 2026-06-05 | IFC_Core | Component | Passenger Lift 04 | MEP |  | IFC | IfcTransportElement | 3f37678f-3694-424c-9574-5207baf210c9 | ifc_objects[].discipline | 07_IFC_Metadata_EAV | 3f37678f-3694-424c-9574-5207baf210c9
ifc_entity | DTP_Template | 2026-06-05 | IFC_Core | Component | Escalator L01-001 | IfcTransportElement |  | IFC | IfcTransportElement | c75c405c-b504-469f-bd8c-02beb5e4cc13 | ifc_objects[].ifc_entity | 07_IFC_Metadata_EAV | c75c405c-b504-469f-bd8c-02beb5e4cc13
ifc_name | DTP_Template | 2026-06-05 | IFC_Core | Component | Escalator L01-001 | Escalator L01-001 |  | IFC | IfcTransportElement | c75c405c-b504-469f-bd8c-02beb5e4cc13 | ifc_objects[].ifc_name | 07_IFC_Metadata_EAV | c75c405c-b504-469f-bd8c-02beb5e4cc13
ifc_object_type | DTP_Template | 2026-06-05 | IFC_Core | Component | Escalator L01-001 | Escalator |  | IFC | IfcTransportElement | c75c405c-b504-469f-bd8c-02beb5e4cc13 | ifc_objects[].ifc_object_type | 07_IFC_Metadata_EAV | c75c405c-b504-469f-bd8c-02beb5e4cc13
predefined_type | DTP_Template | 2026-06-05 | IFC_Core | Component | Escalator L01-001 | Escalator |  | IFC | IfcTransportElement | c75c405c-b504-469f-bd8c-02beb5e4cc13 | ifc_objects[].predefined_type | 07_IFC_Metadata_EAV | c75c405c-b504-469f-bd8c-02beb5e4cc13
floor_id | DTP_Template | 2026-06-05 | IFC_Core | Component | Escalator L01-001 | FL-L01 |  | IFC | IfcTransportElement | c75c405c-b504-469f-bd8c-02beb5e4cc13 | ifc_objects[].floor_id | 07_IFC_Metadata_EAV | c75c405c-b504-469f-bd8c-02beb5e4cc13
space_id | DTP_Template | 2026-06-05 | IFC_Core | Component | Escalator L01-001 | SP-L01-LOBBY |  | IFC | IfcTransportElement | c75c405c-b504-469f-bd8c-02beb5e4cc13 | ifc_objects[].space_id | 07_IFC_Metadata_EAV | c75c405c-b504-469f-bd8c-02beb5e4cc13
zone_id | DTP_Template | 2026-06-05 | IFC_Core | Component | Escalator L01-001 | ZONE-PUBLIC-L01 |  | IFC | IfcTransportElement | c75c405c-b504-469f-bd8c-02beb5e4cc13 | ifc_objects[].zone_id | 07_IFC_Metadata_EAV | c75c405c-b504-469f-bd8c-02beb5e4cc13
system | DTP_Template | 2026-06-05 | IFC_Core | Component | Escalator L01-001 | Vertical Transportation |  | IFC | IfcTransportElement | c75c405c-b504-469f-bd8c-02beb5e4cc13 | ifc_objects[].system | 07_IFC_Metadata_EAV | c75c405c-b504-469f-bd8c-02beb5e4cc13
discipline | DTP_Template | 2026-06-05 | IFC_Core | Component | Escalator L01-001 | MEP |  | IFC | IfcTransportElement | c75c405c-b504-469f-bd8c-02beb5e4cc13 | ifc_objects[].discipline | 07_IFC_Metadata_EAV | c75c405c-b504-469f-bd8c-02beb5e4cc13
ifc_entity | DTP_Template | 2026-06-05 | IFC_Core | Component | CCTV Camera B2-001 | IfcSensor |  | IFC | IfcSensor | 5d7f0dba-d602-4b47-ae60-a9c60e7928e7 | ifc_objects[].ifc_entity | 07_IFC_Metadata_EAV | 5d7f0dba-d602-4b47-ae60-a9c60e7928e7
ifc_name | DTP_Template | 2026-06-05 | IFC_Core | Component | CCTV Camera B2-001 | CCTV Camera B2-001 |  | IFC | IfcSensor | 5d7f0dba-d602-4b47-ae60-a9c60e7928e7 | ifc_objects[].ifc_name | 07_IFC_Metadata_EAV | 5d7f0dba-d602-4b47-ae60-a9c60e7928e7
ifc_object_type | DTP_Template | 2026-06-05 | IFC_Core | Component | CCTV Camera B2-001 | IPCamera |  | IFC | IfcSensor | 5d7f0dba-d602-4b47-ae60-a9c60e7928e7 | ifc_objects[].ifc_object_type | 07_IFC_Metadata_EAV | 5d7f0dba-d602-4b47-ae60-a9c60e7928e7
predefined_type | DTP_Template | 2026-06-05 | IFC_Core | Component | CCTV Camera B2-001 | IPCamera |  | IFC | IfcSensor | 5d7f0dba-d602-4b47-ae60-a9c60e7928e7 | ifc_objects[].predefined_type | 07_IFC_Metadata_EAV | 5d7f0dba-d602-4b47-ae60-a9c60e7928e7
floor_id | DTP_Template | 2026-06-05 | IFC_Core | Component | CCTV Camera B2-001 | FL-B2 |  | IFC | IfcSensor | 5d7f0dba-d602-4b47-ae60-a9c60e7928e7 | ifc_objects[].floor_id | 07_IFC_Metadata_EAV | 5d7f0dba-d602-4b47-ae60-a9c60e7928e7
space_id | DTP_Template | 2026-06-05 | IFC_Core | Component | CCTV Camera B2-001 | SP-B2-PARKING-A |  | IFC | IfcSensor | 5d7f0dba-d602-4b47-ae60-a9c60e7928e7 | ifc_objects[].space_id | 07_IFC_Metadata_EAV | 5d7f0dba-d602-4b47-ae60-a9c60e7928e7
zone_id | DTP_Template | 2026-06-05 | IFC_Core | Component | CCTV Camera B2-001 | ZONE-FIRE-B1 |  | IFC | IfcSensor | 5d7f0dba-d602-4b47-ae60-a9c60e7928e7 | ifc_objects[].zone_id | 07_IFC_Metadata_EAV | 5d7f0dba-d602-4b47-ae60-a9c60e7928e7
system | DTP_Template | 2026-06-05 | IFC_Core | Component | CCTV Camera B2-001 | Security |  | IFC | IfcSensor | 5d7f0dba-d602-4b47-ae60-a9c60e7928e7 | ifc_objects[].system | 07_IFC_Metadata_EAV | 5d7f0dba-d602-4b47-ae60-a9c60e7928e7
discipline | DTP_Template | 2026-06-05 | IFC_Core | Component | CCTV Camera B2-001 | MEP |  | IFC | IfcSensor | 5d7f0dba-d602-4b47-ae60-a9c60e7928e7 | ifc_objects[].discipline | 07_IFC_Metadata_EAV | 5d7f0dba-d602-4b47-ae60-a9c60e7928e7
ifc_entity | DTP_Template | 2026-06-05 | IFC_Core | Component | CCTV Camera L01-001 | IfcSensor |  | IFC | IfcSensor | db2e9e9c-69fd-4a1f-9ba1-a06ec26fe722 | ifc_objects[].ifc_entity | 07_IFC_Metadata_EAV | db2e9e9c-69fd-4a1f-9ba1-a06ec26fe722
ifc_name | DTP_Template | 2026-06-05 | IFC_Core | Component | CCTV Camera L01-001 | CCTV Camera L01-001 |  | IFC | IfcSensor | db2e9e9c-69fd-4a1f-9ba1-a06ec26fe722 | ifc_objects[].ifc_name | 07_IFC_Metadata_EAV | db2e9e9c-69fd-4a1f-9ba1-a06ec26fe722
ifc_object_type | DTP_Template | 2026-06-05 | IFC_Core | Component | CCTV Camera L01-001 | IPCamera |  | IFC | IfcSensor | db2e9e9c-69fd-4a1f-9ba1-a06ec26fe722 | ifc_objects[].ifc_object_type | 07_IFC_Metadata_EAV | db2e9e9c-69fd-4a1f-9ba1-a06ec26fe722
predefined_type | DTP_Template | 2026-06-05 | IFC_Core | Component | CCTV Camera L01-001 | IPCamera |  | IFC | IfcSensor | db2e9e9c-69fd-4a1f-9ba1-a06ec26fe722 | ifc_objects[].predefined_type | 07_IFC_Metadata_EAV | db2e9e9c-69fd-4a1f-9ba1-a06ec26fe722
floor_id | DTP_Template | 2026-06-05 | IFC_Core | Component | CCTV Camera L01-001 | FL-L01 |  | IFC | IfcSensor | db2e9e9c-69fd-4a1f-9ba1-a06ec26fe722 | ifc_objects[].floor_id | 07_IFC_Metadata_EAV | db2e9e9c-69fd-4a1f-9ba1-a06ec26fe722
space_id | DTP_Template | 2026-06-05 | IFC_Core | Component | CCTV Camera L01-001 | SP-L01-LOBBY |  | IFC | IfcSensor | db2e9e9c-69fd-4a1f-9ba1-a06ec26fe722 | ifc_objects[].space_id | 07_IFC_Metadata_EAV | db2e9e9c-69fd-4a1f-9ba1-a06ec26fe722
zone_id | DTP_Template | 2026-06-05 | IFC_Core | Component | CCTV Camera L01-001 | ZONE-PUBLIC-L01 |  | IFC | IfcSensor | db2e9e9c-69fd-4a1f-9ba1-a06ec26fe722 | ifc_objects[].zone_id | 07_IFC_Metadata_EAV | db2e9e9c-69fd-4a1f-9ba1-a06ec26fe722
system | DTP_Template | 2026-06-05 | IFC_Core | Component | CCTV Camera L01-001 | Security |  | IFC | IfcSensor | db2e9e9c-69fd-4a1f-9ba1-a06ec26fe722 | ifc_objects[].system | 07_IFC_Metadata_EAV | db2e9e9c-69fd-4a1f-9ba1-a06ec26fe722
discipline | DTP_Template | 2026-06-05 | IFC_Core | Component | CCTV Camera L01-001 | MEP |  | IFC | IfcSensor | db2e9e9c-69fd-4a1f-9ba1-a06ec26fe722 | ifc_objects[].discipline | 07_IFC_Metadata_EAV | db2e9e9c-69fd-4a1f-9ba1-a06ec26fe722
ifc_entity | DTP_Template | 2026-06-05 | IFC_Core | Component | CCTV Camera L02-001 | IfcSensor |  | IFC | IfcSensor | 6e7ccf72-7a56-47e9-bd22-98ebf062de8e | ifc_objects[].ifc_entity | 07_IFC_Metadata_EAV | 6e7ccf72-7a56-47e9-bd22-98ebf062de8e
ifc_name | DTP_Template | 2026-06-05 | IFC_Core | Component | CCTV Camera L02-001 | CCTV Camera L02-001 |  | IFC | IfcSensor | 6e7ccf72-7a56-47e9-bd22-98ebf062de8e | ifc_objects[].ifc_name | 07_IFC_Metadata_EAV | 6e7ccf72-7a56-47e9-bd22-98ebf062de8e
ifc_object_type | DTP_Template | 2026-06-05 | IFC_Core | Component | CCTV Camera L02-001 | IPCamera |  | IFC | IfcSensor | 6e7ccf72-7a56-47e9-bd22-98ebf062de8e | ifc_objects[].ifc_object_type | 07_IFC_Metadata_EAV | 6e7ccf72-7a56-47e9-bd22-98ebf062de8e
predefined_type | DTP_Template | 2026-06-05 | IFC_Core | Component | CCTV Camera L02-001 | IPCamera |  | IFC | IfcSensor | 6e7ccf72-7a56-47e9-bd22-98ebf062de8e | ifc_objects[].predefined_type | 07_IFC_Metadata_EAV | 6e7ccf72-7a56-47e9-bd22-98ebf062de8e
floor_id | DTP_Template | 2026-06-05 | IFC_Core | Component | CCTV Camera L02-001 | FL-L02 |  | IFC | IfcSensor | 6e7ccf72-7a56-47e9-bd22-98ebf062de8e | ifc_objects[].floor_id | 07_IFC_Metadata_EAV | 6e7ccf72-7a56-47e9-bd22-98ebf062de8e
space_id | DTP_Template | 2026-06-05 | IFC_Core | Component | CCTV Camera L02-001 | SP-L02-OFFICE-A |  | IFC | IfcSensor | 6e7ccf72-7a56-47e9-bd22-98ebf062de8e | ifc_objects[].space_id | 07_IFC_Metadata_EAV | 6e7ccf72-7a56-47e9-bd22-98ebf062de8e
zone_id | DTP_Template | 2026-06-05 | IFC_Core | Component | CCTV Camera L02-001 | ZONE-OFFICE-L02 |  | IFC | IfcSensor | 6e7ccf72-7a56-47e9-bd22-98ebf062de8e | ifc_objects[].zone_id | 07_IFC_Metadata_EAV | 6e7ccf72-7a56-47e9-bd22-98ebf062de8e
system | DTP_Template | 2026-06-05 | IFC_Core | Component | CCTV Camera L02-001 | Security |  | IFC | IfcSensor | 6e7ccf72-7a56-47e9-bd22-98ebf062de8e | ifc_objects[].system | 07_IFC_Metadata_EAV | 6e7ccf72-7a56-47e9-bd22-98ebf062de8e
discipline | DTP_Template | 2026-06-05 | IFC_Core | Component | CCTV Camera L02-001 | MEP |  | IFC | IfcSensor | 6e7ccf72-7a56-47e9-bd22-98ebf062de8e | ifc_objects[].discipline | 07_IFC_Metadata_EAV | 6e7ccf72-7a56-47e9-bd22-98ebf062de8e
ifc_entity | DTP_Template | 2026-06-05 | IFC_Core | Component | Access Control Door L01-001 | IfcController |  | IFC | IfcController | 6fae420f-9b8f-4977-9c7e-05894f997733 | ifc_objects[].ifc_entity | 07_IFC_Metadata_EAV | 6fae420f-9b8f-4977-9c7e-05894f997733
ifc_name | DTP_Template | 2026-06-05 | IFC_Core | Component | Access Control Door L01-001 | Access Control Door L01-001 |  | IFC | IfcController | 6fae420f-9b8f-4977-9c7e-05894f997733 | ifc_objects[].ifc_name | 07_IFC_Metadata_EAV | 6fae420f-9b8f-4977-9c7e-05894f997733
ifc_object_type | DTP_Template | 2026-06-05 | IFC_Core | Component | Access Control Door L01-001 | AccessController |  | IFC | IfcController | 6fae420f-9b8f-4977-9c7e-05894f997733 | ifc_objects[].ifc_object_type | 07_IFC_Metadata_EAV | 6fae420f-9b8f-4977-9c7e-05894f997733
predefined_type | DTP_Template | 2026-06-05 | IFC_Core | Component | Access Control Door L01-001 | AccessController |  | IFC | IfcController | 6fae420f-9b8f-4977-9c7e-05894f997733 | ifc_objects[].predefined_type | 07_IFC_Metadata_EAV | 6fae420f-9b8f-4977-9c7e-05894f997733
floor_id | DTP_Template | 2026-06-05 | IFC_Core | Component | Access Control Door L01-001 | FL-L01 |  | IFC | IfcController | 6fae420f-9b8f-4977-9c7e-05894f997733 | ifc_objects[].floor_id | 07_IFC_Metadata_EAV | 6fae420f-9b8f-4977-9c7e-05894f997733
space_id | DTP_Template | 2026-06-05 | IFC_Core | Component | Access Control Door L01-001 | SP-L01-SECURITY |  | IFC | IfcController | 6fae420f-9b8f-4977-9c7e-05894f997733 | ifc_objects[].space_id | 07_IFC_Metadata_EAV | 6fae420f-9b8f-4977-9c7e-05894f997733
zone_id | DTP_Template | 2026-06-05 | IFC_Core | Component | Access Control Door L01-001 | ZONE-PUBLIC-L01 |  | IFC | IfcController | 6fae420f-9b8f-4977-9c7e-05894f997733 | ifc_objects[].zone_id | 07_IFC_Metadata_EAV | 6fae420f-9b8f-4977-9c7e-05894f997733
system | DTP_Template | 2026-06-05 | IFC_Core | Component | Access Control Door L01-001 | Access Control |  | IFC | IfcController | 6fae420f-9b8f-4977-9c7e-05894f997733 | ifc_objects[].system | 07_IFC_Metadata_EAV | 6fae420f-9b8f-4977-9c7e-05894f997733
discipline | DTP_Template | 2026-06-05 | IFC_Core | Component | Access Control Door L01-001 | MEP |  | IFC | IfcController | 6fae420f-9b8f-4977-9c7e-05894f997733 | ifc_objects[].discipline | 07_IFC_Metadata_EAV | 6fae420f-9b8f-4977-9c7e-05894f997733
ifc_entity | DTP_Template | 2026-06-05 | IFC_Core | Component | License Plate Recognition Camera B2 | IfcSensor |  | IFC | IfcSensor | 0953452d-1324-4bee-aa77-3bcc5a60cf2f | ifc_objects[].ifc_entity | 07_IFC_Metadata_EAV | 0953452d-1324-4bee-aa77-3bcc5a60cf2f
ifc_name | DTP_Template | 2026-06-05 | IFC_Core | Component | License Plate Recognition Camera B2 | License Plate Recognition Camera B2 |  | IFC | IfcSensor | 0953452d-1324-4bee-aa77-3bcc5a60cf2f | ifc_objects[].ifc_name | 07_IFC_Metadata_EAV | 0953452d-1324-4bee-aa77-3bcc5a60cf2f
ifc_object_type | DTP_Template | 2026-06-05 | IFC_Core | Component | License Plate Recognition Camera B2 | LPRCamera |  | IFC | IfcSensor | 0953452d-1324-4bee-aa77-3bcc5a60cf2f | ifc_objects[].ifc_object_type | 07_IFC_Metadata_EAV | 0953452d-1324-4bee-aa77-3bcc5a60cf2f
predefined_type | DTP_Template | 2026-06-05 | IFC_Core | Component | License Plate Recognition Camera B2 | LPRCamera |  | IFC | IfcSensor | 0953452d-1324-4bee-aa77-3bcc5a60cf2f | ifc_objects[].predefined_type | 07_IFC_Metadata_EAV | 0953452d-1324-4bee-aa77-3bcc5a60cf2f
floor_id | DTP_Template | 2026-06-05 | IFC_Core | Component | License Plate Recognition Camera B2 | FL-B2 |  | IFC | IfcSensor | 0953452d-1324-4bee-aa77-3bcc5a60cf2f | ifc_objects[].floor_id | 07_IFC_Metadata_EAV | 0953452d-1324-4bee-aa77-3bcc5a60cf2f
space_id | DTP_Template | 2026-06-05 | IFC_Core | Component | License Plate Recognition Camera B2 | SP-B2-PARKING-A |  | IFC | IfcSensor | 0953452d-1324-4bee-aa77-3bcc5a60cf2f | ifc_objects[].space_id | 07_IFC_Metadata_EAV | 0953452d-1324-4bee-aa77-3bcc5a60cf2f
zone_id | DTP_Template | 2026-06-05 | IFC_Core | Component | License Plate Recognition Camera B2 | ZONE-FIRE-B1 |  | IFC | IfcSensor | 0953452d-1324-4bee-aa77-3bcc5a60cf2f | ifc_objects[].zone_id | 07_IFC_Metadata_EAV | 0953452d-1324-4bee-aa77-3bcc5a60cf2f
system | DTP_Template | 2026-06-05 | IFC_Core | Component | License Plate Recognition Camera B2 | Parking |  | IFC | IfcSensor | 0953452d-1324-4bee-aa77-3bcc5a60cf2f | ifc_objects[].system | 07_IFC_Metadata_EAV | 0953452d-1324-4bee-aa77-3bcc5a60cf2f
discipline | DTP_Template | 2026-06-05 | IFC_Core | Component | License Plate Recognition Camera B2 | MEP |  | IFC | IfcSensor | 0953452d-1324-4bee-aa77-3bcc5a60cf2f | ifc_objects[].discipline | 07_IFC_Metadata_EAV | 0953452d-1324-4bee-aa77-3bcc5a60cf2f
ifc_entity | DTP_Template | 2026-06-05 | IFC_Core | Component | Parking Barrier Gate B2 | IfcDoor |  | IFC | IfcDoor | e1a99a10-ae7e-4869-8d03-c6b975bd820c | ifc_objects[].ifc_entity | 07_IFC_Metadata_EAV | e1a99a10-ae7e-4869-8d03-c6b975bd820c
ifc_name | DTP_Template | 2026-06-05 | IFC_Core | Component | Parking Barrier Gate B2 | Parking Barrier Gate B2 |  | IFC | IfcDoor | e1a99a10-ae7e-4869-8d03-c6b975bd820c | ifc_objects[].ifc_name | 07_IFC_Metadata_EAV | e1a99a10-ae7e-4869-8d03-c6b975bd820c
ifc_object_type | DTP_Template | 2026-06-05 | IFC_Core | Component | Parking Barrier Gate B2 | BarrierGate |  | IFC | IfcDoor | e1a99a10-ae7e-4869-8d03-c6b975bd820c | ifc_objects[].ifc_object_type | 07_IFC_Metadata_EAV | e1a99a10-ae7e-4869-8d03-c6b975bd820c
predefined_type | DTP_Template | 2026-06-05 | IFC_Core | Component | Parking Barrier Gate B2 | BarrierGate |  | IFC | IfcDoor | e1a99a10-ae7e-4869-8d03-c6b975bd820c | ifc_objects[].predefined_type | 07_IFC_Metadata_EAV | e1a99a10-ae7e-4869-8d03-c6b975bd820c
floor_id | DTP_Template | 2026-06-05 | IFC_Core | Component | Parking Barrier Gate B2 | FL-B2 |  | IFC | IfcDoor | e1a99a10-ae7e-4869-8d03-c6b975bd820c | ifc_objects[].floor_id | 07_IFC_Metadata_EAV | e1a99a10-ae7e-4869-8d03-c6b975bd820c
space_id | DTP_Template | 2026-06-05 | IFC_Core | Component | Parking Barrier Gate B2 | SP-B2-PARKING-A |  | IFC | IfcDoor | e1a99a10-ae7e-4869-8d03-c6b975bd820c | ifc_objects[].space_id | 07_IFC_Metadata_EAV | e1a99a10-ae7e-4869-8d03-c6b975bd820c
zone_id | DTP_Template | 2026-06-05 | IFC_Core | Component | Parking Barrier Gate B2 | ZONE-FIRE-B1 |  | IFC | IfcDoor | e1a99a10-ae7e-4869-8d03-c6b975bd820c | ifc_objects[].zone_id | 07_IFC_Metadata_EAV | e1a99a10-ae7e-4869-8d03-c6b975bd820c
system | DTP_Template | 2026-06-05 | IFC_Core | Component | Parking Barrier Gate B2 | Parking |  | IFC | IfcDoor | e1a99a10-ae7e-4869-8d03-c6b975bd820c | ifc_objects[].system | 07_IFC_Metadata_EAV | e1a99a10-ae7e-4869-8d03-c6b975bd820c
discipline | DTP_Template | 2026-06-05 | IFC_Core | Component | Parking Barrier Gate B2 | MEP |  | IFC | IfcDoor | e1a99a10-ae7e-4869-8d03-c6b975bd820c | ifc_objects[].discipline | 07_IFC_Metadata_EAV | e1a99a10-ae7e-4869-8d03-c6b975bd820c
ifc_entity | DTP_Template | 2026-06-05 | IFC_Core | Component | Indoor Air Quality Sensor L01-001 | IfcSensor |  | IFC | IfcSensor | 16dca2c1-2ae4-43dd-92a9-1bb37aa9f988 | ifc_objects[].ifc_entity | 07_IFC_Metadata_EAV | 16dca2c1-2ae4-43dd-92a9-1bb37aa9f988
ifc_name | DTP_Template | 2026-06-05 | IFC_Core | Component | Indoor Air Quality Sensor L01-001 | Indoor Air Quality Sensor L01-001 |  | IFC | IfcSensor | 16dca2c1-2ae4-43dd-92a9-1bb37aa9f988 | ifc_objects[].ifc_name | 07_IFC_Metadata_EAV | 16dca2c1-2ae4-43dd-92a9-1bb37aa9f988
ifc_object_type | DTP_Template | 2026-06-05 | IFC_Core | Component | Indoor Air Quality Sensor L01-001 | IAQSensor |  | IFC | IfcSensor | 16dca2c1-2ae4-43dd-92a9-1bb37aa9f988 | ifc_objects[].ifc_object_type | 07_IFC_Metadata_EAV | 16dca2c1-2ae4-43dd-92a9-1bb37aa9f988
predefined_type | DTP_Template | 2026-06-05 | IFC_Core | Component | Indoor Air Quality Sensor L01-001 | IAQSensor |  | IFC | IfcSensor | 16dca2c1-2ae4-43dd-92a9-1bb37aa9f988 | ifc_objects[].predefined_type | 07_IFC_Metadata_EAV | 16dca2c1-2ae4-43dd-92a9-1bb37aa9f988
floor_id | DTP_Template | 2026-06-05 | IFC_Core | Component | Indoor Air Quality Sensor L01-001 | FL-L01 |  | IFC | IfcSensor | 16dca2c1-2ae4-43dd-92a9-1bb37aa9f988 | ifc_objects[].floor_id | 07_IFC_Metadata_EAV | 16dca2c1-2ae4-43dd-92a9-1bb37aa9f988
space_id | DTP_Template | 2026-06-05 | IFC_Core | Component | Indoor Air Quality Sensor L01-001 | SP-L01-LOBBY |  | IFC | IfcSensor | 16dca2c1-2ae4-43dd-92a9-1bb37aa9f988 | ifc_objects[].space_id | 07_IFC_Metadata_EAV | 16dca2c1-2ae4-43dd-92a9-1bb37aa9f988
zone_id | DTP_Template | 2026-06-05 | IFC_Core | Component | Indoor Air Quality Sensor L01-001 | ZONE-PUBLIC-L01 |  | IFC | IfcSensor | 16dca2c1-2ae4-43dd-92a9-1bb37aa9f988 | ifc_objects[].zone_id | 07_IFC_Metadata_EAV | 16dca2c1-2ae4-43dd-92a9-1bb37aa9f988
system | DTP_Template | 2026-06-05 | IFC_Core | Component | Indoor Air Quality Sensor L01-001 | Environmental Monitoring |  | IFC | IfcSensor | 16dca2c1-2ae4-43dd-92a9-1bb37aa9f988 | ifc_objects[].system | 07_IFC_Metadata_EAV | 16dca2c1-2ae4-43dd-92a9-1bb37aa9f988
discipline | DTP_Template | 2026-06-05 | IFC_Core | Component | Indoor Air Quality Sensor L01-001 | MEP |  | IFC | IfcSensor | 16dca2c1-2ae4-43dd-92a9-1bb37aa9f988 | ifc_objects[].discipline | 07_IFC_Metadata_EAV | 16dca2c1-2ae4-43dd-92a9-1bb37aa9f988
ifc_entity | DTP_Template | 2026-06-05 | IFC_Core | Component | Occupancy Sensor L01-001 | IfcSensor |  | IFC | IfcSensor | 9f1f6e0c-0e40-42d5-8803-423e45f98a24 | ifc_objects[].ifc_entity | 07_IFC_Metadata_EAV | 9f1f6e0c-0e40-42d5-8803-423e45f98a24
ifc_name | DTP_Template | 2026-06-05 | IFC_Core | Component | Occupancy Sensor L01-001 | Occupancy Sensor L01-001 |  | IFC | IfcSensor | 9f1f6e0c-0e40-42d5-8803-423e45f98a24 | ifc_objects[].ifc_name | 07_IFC_Metadata_EAV | 9f1f6e0c-0e40-42d5-8803-423e45f98a24
ifc_object_type | DTP_Template | 2026-06-05 | IFC_Core | Component | Occupancy Sensor L01-001 | OccupancySensor |  | IFC | IfcSensor | 9f1f6e0c-0e40-42d5-8803-423e45f98a24 | ifc_objects[].ifc_object_type | 07_IFC_Metadata_EAV | 9f1f6e0c-0e40-42d5-8803-423e45f98a24
predefined_type | DTP_Template | 2026-06-05 | IFC_Core | Component | Occupancy Sensor L01-001 | OccupancySensor |  | IFC | IfcSensor | 9f1f6e0c-0e40-42d5-8803-423e45f98a24 | ifc_objects[].predefined_type | 07_IFC_Metadata_EAV | 9f1f6e0c-0e40-42d5-8803-423e45f98a24
floor_id | DTP_Template | 2026-06-05 | IFC_Core | Component | Occupancy Sensor L01-001 | FL-L01 |  | IFC | IfcSensor | 9f1f6e0c-0e40-42d5-8803-423e45f98a24 | ifc_objects[].floor_id | 07_IFC_Metadata_EAV | 9f1f6e0c-0e40-42d5-8803-423e45f98a24
space_id | DTP_Template | 2026-06-05 | IFC_Core | Component | Occupancy Sensor L01-001 | SP-L01-LOBBY |  | IFC | IfcSensor | 9f1f6e0c-0e40-42d5-8803-423e45f98a24 | ifc_objects[].space_id | 07_IFC_Metadata_EAV | 9f1f6e0c-0e40-42d5-8803-423e45f98a24
zone_id | DTP_Template | 2026-06-05 | IFC_Core | Component | Occupancy Sensor L01-001 | ZONE-PUBLIC-L01 |  | IFC | IfcSensor | 9f1f6e0c-0e40-42d5-8803-423e45f98a24 | ifc_objects[].zone_id | 07_IFC_Metadata_EAV | 9f1f6e0c-0e40-42d5-8803-423e45f98a24
system | DTP_Template | 2026-06-05 | IFC_Core | Component | Occupancy Sensor L01-001 | Occupancy |  | IFC | IfcSensor | 9f1f6e0c-0e40-42d5-8803-423e45f98a24 | ifc_objects[].system | 07_IFC_Metadata_EAV | 9f1f6e0c-0e40-42d5-8803-423e45f98a24
discipline | DTP_Template | 2026-06-05 | IFC_Core | Component | Occupancy Sensor L01-001 | MEP |  | IFC | IfcSensor | 9f1f6e0c-0e40-42d5-8803-423e45f98a24 | ifc_objects[].discipline | 07_IFC_Metadata_EAV | 9f1f6e0c-0e40-42d5-8803-423e45f98a24
ifc_entity | DTP_Template | 2026-06-05 | IFC_Core | Component | Indoor Air Quality Sensor L02-001 | IfcSensor |  | IFC | IfcSensor | ee550c77-9953-4afe-8c48-59e47b68f208 | ifc_objects[].ifc_entity | 07_IFC_Metadata_EAV | ee550c77-9953-4afe-8c48-59e47b68f208
ifc_name | DTP_Template | 2026-06-05 | IFC_Core | Component | Indoor Air Quality Sensor L02-001 | Indoor Air Quality Sensor L02-001 |  | IFC | IfcSensor | ee550c77-9953-4afe-8c48-59e47b68f208 | ifc_objects[].ifc_name | 07_IFC_Metadata_EAV | ee550c77-9953-4afe-8c48-59e47b68f208
ifc_object_type | DTP_Template | 2026-06-05 | IFC_Core | Component | Indoor Air Quality Sensor L02-001 | IAQSensor |  | IFC | IfcSensor | ee550c77-9953-4afe-8c48-59e47b68f208 | ifc_objects[].ifc_object_type | 07_IFC_Metadata_EAV | ee550c77-9953-4afe-8c48-59e47b68f208
predefined_type | DTP_Template | 2026-06-05 | IFC_Core | Component | Indoor Air Quality Sensor L02-001 | IAQSensor |  | IFC | IfcSensor | ee550c77-9953-4afe-8c48-59e47b68f208 | ifc_objects[].predefined_type | 07_IFC_Metadata_EAV | ee550c77-9953-4afe-8c48-59e47b68f208
floor_id | DTP_Template | 2026-06-05 | IFC_Core | Component | Indoor Air Quality Sensor L02-001 | FL-L02 |  | IFC | IfcSensor | ee550c77-9953-4afe-8c48-59e47b68f208 | ifc_objects[].floor_id | 07_IFC_Metadata_EAV | ee550c77-9953-4afe-8c48-59e47b68f208
space_id | DTP_Template | 2026-06-05 | IFC_Core | Component | Indoor Air Quality Sensor L02-001 | SP-L02-OFFICE-A |  | IFC | IfcSensor | ee550c77-9953-4afe-8c48-59e47b68f208 | ifc_objects[].space_id | 07_IFC_Metadata_EAV | ee550c77-9953-4afe-8c48-59e47b68f208
zone_id | DTP_Template | 2026-06-05 | IFC_Core | Component | Indoor Air Quality Sensor L02-001 | ZONE-OFFICE-L02 |  | IFC | IfcSensor | ee550c77-9953-4afe-8c48-59e47b68f208 | ifc_objects[].zone_id | 07_IFC_Metadata_EAV | ee550c77-9953-4afe-8c48-59e47b68f208
system | DTP_Template | 2026-06-05 | IFC_Core | Component | Indoor Air Quality Sensor L02-001 | Environmental Monitoring |  | IFC | IfcSensor | ee550c77-9953-4afe-8c48-59e47b68f208 | ifc_objects[].system | 07_IFC_Metadata_EAV | ee550c77-9953-4afe-8c48-59e47b68f208
discipline | DTP_Template | 2026-06-05 | IFC_Core | Component | Indoor Air Quality Sensor L02-001 | MEP |  | IFC | IfcSensor | ee550c77-9953-4afe-8c48-59e47b68f208 | ifc_objects[].discipline | 07_IFC_Metadata_EAV | ee550c77-9953-4afe-8c48-59e47b68f208
ifc_entity | DTP_Template | 2026-06-05 | IFC_Core | Component | Occupancy Sensor L02-001 | IfcSensor |  | IFC | IfcSensor | e1c981d6-df16-4b9d-aea1-65d021cc5c53 | ifc_objects[].ifc_entity | 07_IFC_Metadata_EAV | e1c981d6-df16-4b9d-aea1-65d021cc5c53
ifc_name | DTP_Template | 2026-06-05 | IFC_Core | Component | Occupancy Sensor L02-001 | Occupancy Sensor L02-001 |  | IFC | IfcSensor | e1c981d6-df16-4b9d-aea1-65d021cc5c53 | ifc_objects[].ifc_name | 07_IFC_Metadata_EAV | e1c981d6-df16-4b9d-aea1-65d021cc5c53
ifc_object_type | DTP_Template | 2026-06-05 | IFC_Core | Component | Occupancy Sensor L02-001 | OccupancySensor |  | IFC | IfcSensor | e1c981d6-df16-4b9d-aea1-65d021cc5c53 | ifc_objects[].ifc_object_type | 07_IFC_Metadata_EAV | e1c981d6-df16-4b9d-aea1-65d021cc5c53
predefined_type | DTP_Template | 2026-06-05 | IFC_Core | Component | Occupancy Sensor L02-001 | OccupancySensor |  | IFC | IfcSensor | e1c981d6-df16-4b9d-aea1-65d021cc5c53 | ifc_objects[].predefined_type | 07_IFC_Metadata_EAV | e1c981d6-df16-4b9d-aea1-65d021cc5c53
floor_id | DTP_Template | 2026-06-05 | IFC_Core | Component | Occupancy Sensor L02-001 | FL-L02 |  | IFC | IfcSensor | e1c981d6-df16-4b9d-aea1-65d021cc5c53 | ifc_objects[].floor_id | 07_IFC_Metadata_EAV | e1c981d6-df16-4b9d-aea1-65d021cc5c53
space_id | DTP_Template | 2026-06-05 | IFC_Core | Component | Occupancy Sensor L02-001 | SP-L02-OFFICE-A |  | IFC | IfcSensor | e1c981d6-df16-4b9d-aea1-65d021cc5c53 | ifc_objects[].space_id | 07_IFC_Metadata_EAV | e1c981d6-df16-4b9d-aea1-65d021cc5c53
zone_id | DTP_Template | 2026-06-05 | IFC_Core | Component | Occupancy Sensor L02-001 | ZONE-OFFICE-L02 |  | IFC | IfcSensor | e1c981d6-df16-4b9d-aea1-65d021cc5c53 | ifc_objects[].zone_id | 07_IFC_Metadata_EAV | e1c981d6-df16-4b9d-aea1-65d021cc5c53
system | DTP_Template | 2026-06-05 | IFC_Core | Component | Occupancy Sensor L02-001 | Occupancy |  | IFC | IfcSensor | e1c981d6-df16-4b9d-aea1-65d021cc5c53 | ifc_objects[].system | 07_IFC_Metadata_EAV | e1c981d6-df16-4b9d-aea1-65d021cc5c53
discipline | DTP_Template | 2026-06-05 | IFC_Core | Component | Occupancy Sensor L02-001 | MEP |  | IFC | IfcSensor | e1c981d6-df16-4b9d-aea1-65d021cc5c53 | ifc_objects[].discipline | 07_IFC_Metadata_EAV | e1c981d6-df16-4b9d-aea1-65d021cc5c53
ifc_entity | DTP_Template | 2026-06-05 | IFC_Core | Component | Indoor Air Quality Sensor L05-001 | IfcSensor |  | IFC | IfcSensor | 593596bd-154c-41d2-8b7a-ce454ed2d864 | ifc_objects[].ifc_entity | 07_IFC_Metadata_EAV | 593596bd-154c-41d2-8b7a-ce454ed2d864
ifc_name | DTP_Template | 2026-06-05 | IFC_Core | Component | Indoor Air Quality Sensor L05-001 | Indoor Air Quality Sensor L05-001 |  | IFC | IfcSensor | 593596bd-154c-41d2-8b7a-ce454ed2d864 | ifc_objects[].ifc_name | 07_IFC_Metadata_EAV | 593596bd-154c-41d2-8b7a-ce454ed2d864
ifc_object_type | DTP_Template | 2026-06-05 | IFC_Core | Component | Indoor Air Quality Sensor L05-001 | IAQSensor |  | IFC | IfcSensor | 593596bd-154c-41d2-8b7a-ce454ed2d864 | ifc_objects[].ifc_object_type | 07_IFC_Metadata_EAV | 593596bd-154c-41d2-8b7a-ce454ed2d864
predefined_type | DTP_Template | 2026-06-05 | IFC_Core | Component | Indoor Air Quality Sensor L05-001 | IAQSensor |  | IFC | IfcSensor | 593596bd-154c-41d2-8b7a-ce454ed2d864 | ifc_objects[].predefined_type | 07_IFC_Metadata_EAV | 593596bd-154c-41d2-8b7a-ce454ed2d864
floor_id | DTP_Template | 2026-06-05 | IFC_Core | Component | Indoor Air Quality Sensor L05-001 | FL-L05 |  | IFC | IfcSensor | 593596bd-154c-41d2-8b7a-ce454ed2d864 | ifc_objects[].floor_id | 07_IFC_Metadata_EAV | 593596bd-154c-41d2-8b7a-ce454ed2d864
space_id | DTP_Template | 2026-06-05 | IFC_Core | Component | Indoor Air Quality Sensor L05-001 | SP-L05-OFFICE-A |  | IFC | IfcSensor | 593596bd-154c-41d2-8b7a-ce454ed2d864 | ifc_objects[].space_id | 07_IFC_Metadata_EAV | 593596bd-154c-41d2-8b7a-ce454ed2d864
zone_id | DTP_Template | 2026-06-05 | IFC_Core | Component | Indoor Air Quality Sensor L05-001 | ZONE-OFFICE-L05 |  | IFC | IfcSensor | 593596bd-154c-41d2-8b7a-ce454ed2d864 | ifc_objects[].zone_id | 07_IFC_Metadata_EAV | 593596bd-154c-41d2-8b7a-ce454ed2d864
system | DTP_Template | 2026-06-05 | IFC_Core | Component | Indoor Air Quality Sensor L05-001 | Environmental Monitoring |  | IFC | IfcSensor | 593596bd-154c-41d2-8b7a-ce454ed2d864 | ifc_objects[].system | 07_IFC_Metadata_EAV | 593596bd-154c-41d2-8b7a-ce454ed2d864
discipline | DTP_Template | 2026-06-05 | IFC_Core | Component | Indoor Air Quality Sensor L05-001 | MEP |  | IFC | IfcSensor | 593596bd-154c-41d2-8b7a-ce454ed2d864 | ifc_objects[].discipline | 07_IFC_Metadata_EAV | 593596bd-154c-41d2-8b7a-ce454ed2d864
ifc_entity | DTP_Template | 2026-06-05 | IFC_Core | Component | Occupancy Sensor L05-001 | IfcSensor |  | IFC | IfcSensor | e4323c58-f59a-4f60-9d37-8b98ecc23aeb | ifc_objects[].ifc_entity | 07_IFC_Metadata_EAV | e4323c58-f59a-4f60-9d37-8b98ecc23aeb
ifc_name | DTP_Template | 2026-06-05 | IFC_Core | Component | Occupancy Sensor L05-001 | Occupancy Sensor L05-001 |  | IFC | IfcSensor | e4323c58-f59a-4f60-9d37-8b98ecc23aeb | ifc_objects[].ifc_name | 07_IFC_Metadata_EAV | e4323c58-f59a-4f60-9d37-8b98ecc23aeb
ifc_object_type | DTP_Template | 2026-06-05 | IFC_Core | Component | Occupancy Sensor L05-001 | OccupancySensor |  | IFC | IfcSensor | e4323c58-f59a-4f60-9d37-8b98ecc23aeb | ifc_objects[].ifc_object_type | 07_IFC_Metadata_EAV | e4323c58-f59a-4f60-9d37-8b98ecc23aeb
predefined_type | DTP_Template | 2026-06-05 | IFC_Core | Component | Occupancy Sensor L05-001 | OccupancySensor |  | IFC | IfcSensor | e4323c58-f59a-4f60-9d37-8b98ecc23aeb | ifc_objects[].predefined_type | 07_IFC_Metadata_EAV | e4323c58-f59a-4f60-9d37-8b98ecc23aeb
floor_id | DTP_Template | 2026-06-05 | IFC_Core | Component | Occupancy Sensor L05-001 | FL-L05 |  | IFC | IfcSensor | e4323c58-f59a-4f60-9d37-8b98ecc23aeb | ifc_objects[].floor_id | 07_IFC_Metadata_EAV | e4323c58-f59a-4f60-9d37-8b98ecc23aeb
space_id | DTP_Template | 2026-06-05 | IFC_Core | Component | Occupancy Sensor L05-001 | SP-L05-OFFICE-A |  | IFC | IfcSensor | e4323c58-f59a-4f60-9d37-8b98ecc23aeb | ifc_objects[].space_id | 07_IFC_Metadata_EAV | e4323c58-f59a-4f60-9d37-8b98ecc23aeb
zone_id | DTP_Template | 2026-06-05 | IFC_Core | Component | Occupancy Sensor L05-001 | ZONE-OFFICE-L05 |  | IFC | IfcSensor | e4323c58-f59a-4f60-9d37-8b98ecc23aeb | ifc_objects[].zone_id | 07_IFC_Metadata_EAV | e4323c58-f59a-4f60-9d37-8b98ecc23aeb
system | DTP_Template | 2026-06-05 | IFC_Core | Component | Occupancy Sensor L05-001 | Occupancy |  | IFC | IfcSensor | e4323c58-f59a-4f60-9d37-8b98ecc23aeb | ifc_objects[].system | 07_IFC_Metadata_EAV | e4323c58-f59a-4f60-9d37-8b98ecc23aeb
discipline | DTP_Template | 2026-06-05 | IFC_Core | Component | Occupancy Sensor L05-001 | MEP |  | IFC | IfcSensor | e4323c58-f59a-4f60-9d37-8b98ecc23aeb | ifc_objects[].discipline | 07_IFC_Metadata_EAV | e4323c58-f59a-4f60-9d37-8b98ecc23aeb
ifc_entity | DTP_Template | 2026-06-05 | IFC_Core | Component | Indoor Air Quality Sensor L10-001 | IfcSensor |  | IFC | IfcSensor | 10a31c7f-a8fa-4d3d-b93f-210aafa11166 | ifc_objects[].ifc_entity | 07_IFC_Metadata_EAV | 10a31c7f-a8fa-4d3d-b93f-210aafa11166
ifc_name | DTP_Template | 2026-06-05 | IFC_Core | Component | Indoor Air Quality Sensor L10-001 | Indoor Air Quality Sensor L10-001 |  | IFC | IfcSensor | 10a31c7f-a8fa-4d3d-b93f-210aafa11166 | ifc_objects[].ifc_name | 07_IFC_Metadata_EAV | 10a31c7f-a8fa-4d3d-b93f-210aafa11166
ifc_object_type | DTP_Template | 2026-06-05 | IFC_Core | Component | Indoor Air Quality Sensor L10-001 | IAQSensor |  | IFC | IfcSensor | 10a31c7f-a8fa-4d3d-b93f-210aafa11166 | ifc_objects[].ifc_object_type | 07_IFC_Metadata_EAV | 10a31c7f-a8fa-4d3d-b93f-210aafa11166
predefined_type | DTP_Template | 2026-06-05 | IFC_Core | Component | Indoor Air Quality Sensor L10-001 | IAQSensor |  | IFC | IfcSensor | 10a31c7f-a8fa-4d3d-b93f-210aafa11166 | ifc_objects[].predefined_type | 07_IFC_Metadata_EAV | 10a31c7f-a8fa-4d3d-b93f-210aafa11166
floor_id | DTP_Template | 2026-06-05 | IFC_Core | Component | Indoor Air Quality Sensor L10-001 | FL-L10 |  | IFC | IfcSensor | 10a31c7f-a8fa-4d3d-b93f-210aafa11166 | ifc_objects[].floor_id | 07_IFC_Metadata_EAV | 10a31c7f-a8fa-4d3d-b93f-210aafa11166
space_id | DTP_Template | 2026-06-05 | IFC_Core | Component | Indoor Air Quality Sensor L10-001 | SP-L10-OFFICE-A |  | IFC | IfcSensor | 10a31c7f-a8fa-4d3d-b93f-210aafa11166 | ifc_objects[].space_id | 07_IFC_Metadata_EAV | 10a31c7f-a8fa-4d3d-b93f-210aafa11166
zone_id | DTP_Template | 2026-06-05 | IFC_Core | Component | Indoor Air Quality Sensor L10-001 | ZONE-OFFICE-L10 |  | IFC | IfcSensor | 10a31c7f-a8fa-4d3d-b93f-210aafa11166 | ifc_objects[].zone_id | 07_IFC_Metadata_EAV | 10a31c7f-a8fa-4d3d-b93f-210aafa11166
system | DTP_Template | 2026-06-05 | IFC_Core | Component | Indoor Air Quality Sensor L10-001 | Environmental Monitoring |  | IFC | IfcSensor | 10a31c7f-a8fa-4d3d-b93f-210aafa11166 | ifc_objects[].system | 07_IFC_Metadata_EAV | 10a31c7f-a8fa-4d3d-b93f-210aafa11166
discipline | DTP_Template | 2026-06-05 | IFC_Core | Component | Indoor Air Quality Sensor L10-001 | MEP |  | IFC | IfcSensor | 10a31c7f-a8fa-4d3d-b93f-210aafa11166 | ifc_objects[].discipline | 07_IFC_Metadata_EAV | 10a31c7f-a8fa-4d3d-b93f-210aafa11166
ifc_entity | DTP_Template | 2026-06-05 | IFC_Core | Component | Occupancy Sensor L10-001 | IfcSensor |  | IFC | IfcSensor | f7bd85c8-4960-4640-a68d-30bda1c11a9e | ifc_objects[].ifc_entity | 07_IFC_Metadata_EAV | f7bd85c8-4960-4640-a68d-30bda1c11a9e
ifc_name | DTP_Template | 2026-06-05 | IFC_Core | Component | Occupancy Sensor L10-001 | Occupancy Sensor L10-001 |  | IFC | IfcSensor | f7bd85c8-4960-4640-a68d-30bda1c11a9e | ifc_objects[].ifc_name | 07_IFC_Metadata_EAV | f7bd85c8-4960-4640-a68d-30bda1c11a9e
ifc_object_type | DTP_Template | 2026-06-05 | IFC_Core | Component | Occupancy Sensor L10-001 | OccupancySensor |  | IFC | IfcSensor | f7bd85c8-4960-4640-a68d-30bda1c11a9e | ifc_objects[].ifc_object_type | 07_IFC_Metadata_EAV | f7bd85c8-4960-4640-a68d-30bda1c11a9e
predefined_type | DTP_Template | 2026-06-05 | IFC_Core | Component | Occupancy Sensor L10-001 | OccupancySensor |  | IFC | IfcSensor | f7bd85c8-4960-4640-a68d-30bda1c11a9e | ifc_objects[].predefined_type | 07_IFC_Metadata_EAV | f7bd85c8-4960-4640-a68d-30bda1c11a9e
floor_id | DTP_Template | 2026-06-05 | IFC_Core | Component | Occupancy Sensor L10-001 | FL-L10 |  | IFC | IfcSensor | f7bd85c8-4960-4640-a68d-30bda1c11a9e | ifc_objects[].floor_id | 07_IFC_Metadata_EAV | f7bd85c8-4960-4640-a68d-30bda1c11a9e
space_id | DTP_Template | 2026-06-05 | IFC_Core | Component | Occupancy Sensor L10-001 | SP-L10-OFFICE-A |  | IFC | IfcSensor | f7bd85c8-4960-4640-a68d-30bda1c11a9e | ifc_objects[].space_id | 07_IFC_Metadata_EAV | f7bd85c8-4960-4640-a68d-30bda1c11a9e
zone_id | DTP_Template | 2026-06-05 | IFC_Core | Component | Occupancy Sensor L10-001 | ZONE-OFFICE-L10 |  | IFC | IfcSensor | f7bd85c8-4960-4640-a68d-30bda1c11a9e | ifc_objects[].zone_id | 07_IFC_Metadata_EAV | f7bd85c8-4960-4640-a68d-30bda1c11a9e
system | DTP_Template | 2026-06-05 | IFC_Core | Component | Occupancy Sensor L10-001 | Occupancy |  | IFC | IfcSensor | f7bd85c8-4960-4640-a68d-30bda1c11a9e | ifc_objects[].system | 07_IFC_Metadata_EAV | f7bd85c8-4960-4640-a68d-30bda1c11a9e
discipline | DTP_Template | 2026-06-05 | IFC_Core | Component | Occupancy Sensor L10-001 | MEP |  | IFC | IfcSensor | f7bd85c8-4960-4640-a68d-30bda1c11a9e | ifc_objects[].discipline | 07_IFC_Metadata_EAV | f7bd85c8-4960-4640-a68d-30bda1c11a9e
ifc_entity | DTP_Template | 2026-06-05 | IFC_Core | Component | Indoor Air Quality Sensor L20-001 | IfcSensor |  | IFC | IfcSensor | 239beade-c540-4a1e-b775-b91c68d2e878 | ifc_objects[].ifc_entity | 07_IFC_Metadata_EAV | 239beade-c540-4a1e-b775-b91c68d2e878
ifc_name | DTP_Template | 2026-06-05 | IFC_Core | Component | Indoor Air Quality Sensor L20-001 | Indoor Air Quality Sensor L20-001 |  | IFC | IfcSensor | 239beade-c540-4a1e-b775-b91c68d2e878 | ifc_objects[].ifc_name | 07_IFC_Metadata_EAV | 239beade-c540-4a1e-b775-b91c68d2e878
ifc_object_type | DTP_Template | 2026-06-05 | IFC_Core | Component | Indoor Air Quality Sensor L20-001 | IAQSensor |  | IFC | IfcSensor | 239beade-c540-4a1e-b775-b91c68d2e878 | ifc_objects[].ifc_object_type | 07_IFC_Metadata_EAV | 239beade-c540-4a1e-b775-b91c68d2e878
predefined_type | DTP_Template | 2026-06-05 | IFC_Core | Component | Indoor Air Quality Sensor L20-001 | IAQSensor |  | IFC | IfcSensor | 239beade-c540-4a1e-b775-b91c68d2e878 | ifc_objects[].predefined_type | 07_IFC_Metadata_EAV | 239beade-c540-4a1e-b775-b91c68d2e878
floor_id | DTP_Template | 2026-06-05 | IFC_Core | Component | Indoor Air Quality Sensor L20-001 | FL-L20 |  | IFC | IfcSensor | 239beade-c540-4a1e-b775-b91c68d2e878 | ifc_objects[].floor_id | 07_IFC_Metadata_EAV | 239beade-c540-4a1e-b775-b91c68d2e878
space_id | DTP_Template | 2026-06-05 | IFC_Core | Component | Indoor Air Quality Sensor L20-001 | SP-L20-OFFICE-A |  | IFC | IfcSensor | 239beade-c540-4a1e-b775-b91c68d2e878 | ifc_objects[].space_id | 07_IFC_Metadata_EAV | 239beade-c540-4a1e-b775-b91c68d2e878
zone_id | DTP_Template | 2026-06-05 | IFC_Core | Component | Indoor Air Quality Sensor L20-001 | ZONE-OFFICE-L20 |  | IFC | IfcSensor | 239beade-c540-4a1e-b775-b91c68d2e878 | ifc_objects[].zone_id | 07_IFC_Metadata_EAV | 239beade-c540-4a1e-b775-b91c68d2e878
system | DTP_Template | 2026-06-05 | IFC_Core | Component | Indoor Air Quality Sensor L20-001 | Environmental Monitoring |  | IFC | IfcSensor | 239beade-c540-4a1e-b775-b91c68d2e878 | ifc_objects[].system | 07_IFC_Metadata_EAV | 239beade-c540-4a1e-b775-b91c68d2e878
discipline | DTP_Template | 2026-06-05 | IFC_Core | Component | Indoor Air Quality Sensor L20-001 | MEP |  | IFC | IfcSensor | 239beade-c540-4a1e-b775-b91c68d2e878 | ifc_objects[].discipline | 07_IFC_Metadata_EAV | 239beade-c540-4a1e-b775-b91c68d2e878
ifc_entity | DTP_Template | 2026-06-05 | IFC_Core | Component | Occupancy Sensor L20-001 | IfcSensor |  | IFC | IfcSensor | 5f2e7152-b28a-465c-8d60-0fd6769f86e6 | ifc_objects[].ifc_entity | 07_IFC_Metadata_EAV | 5f2e7152-b28a-465c-8d60-0fd6769f86e6
ifc_name | DTP_Template | 2026-06-05 | IFC_Core | Component | Occupancy Sensor L20-001 | Occupancy Sensor L20-001 |  | IFC | IfcSensor | 5f2e7152-b28a-465c-8d60-0fd6769f86e6 | ifc_objects[].ifc_name | 07_IFC_Metadata_EAV | 5f2e7152-b28a-465c-8d60-0fd6769f86e6
ifc_object_type | DTP_Template | 2026-06-05 | IFC_Core | Component | Occupancy Sensor L20-001 | OccupancySensor |  | IFC | IfcSensor | 5f2e7152-b28a-465c-8d60-0fd6769f86e6 | ifc_objects[].ifc_object_type | 07_IFC_Metadata_EAV | 5f2e7152-b28a-465c-8d60-0fd6769f86e6
predefined_type | DTP_Template | 2026-06-05 | IFC_Core | Component | Occupancy Sensor L20-001 | OccupancySensor |  | IFC | IfcSensor | 5f2e7152-b28a-465c-8d60-0fd6769f86e6 | ifc_objects[].predefined_type | 07_IFC_Metadata_EAV | 5f2e7152-b28a-465c-8d60-0fd6769f86e6
floor_id | DTP_Template | 2026-06-05 | IFC_Core | Component | Occupancy Sensor L20-001 | FL-L20 |  | IFC | IfcSensor | 5f2e7152-b28a-465c-8d60-0fd6769f86e6 | ifc_objects[].floor_id | 07_IFC_Metadata_EAV | 5f2e7152-b28a-465c-8d60-0fd6769f86e6
space_id | DTP_Template | 2026-06-05 | IFC_Core | Component | Occupancy Sensor L20-001 | SP-L20-OFFICE-A |  | IFC | IfcSensor | 5f2e7152-b28a-465c-8d60-0fd6769f86e6 | ifc_objects[].space_id | 07_IFC_Metadata_EAV | 5f2e7152-b28a-465c-8d60-0fd6769f86e6
zone_id | DTP_Template | 2026-06-05 | IFC_Core | Component | Occupancy Sensor L20-001 | ZONE-OFFICE-L20 |  | IFC | IfcSensor | 5f2e7152-b28a-465c-8d60-0fd6769f86e6 | ifc_objects[].zone_id | 07_IFC_Metadata_EAV | 5f2e7152-b28a-465c-8d60-0fd6769f86e6
system | DTP_Template | 2026-06-05 | IFC_Core | Component | Occupancy Sensor L20-001 | Occupancy |  | IFC | IfcSensor | 5f2e7152-b28a-465c-8d60-0fd6769f86e6 | ifc_objects[].system | 07_IFC_Metadata_EAV | 5f2e7152-b28a-465c-8d60-0fd6769f86e6
discipline | DTP_Template | 2026-06-05 | IFC_Core | Component | Occupancy Sensor L20-001 | MEP |  | IFC | IfcSensor | 5f2e7152-b28a-465c-8d60-0fd6769f86e6 | ifc_objects[].discipline | 07_IFC_Metadata_EAV | 5f2e7152-b28a-465c-8d60-0fd6769f86e6
ifc_entity | DTP_Template | 2026-06-05 | IFC_Core | Component | Main Power Meter 01 | IfcFlowMeter |  | IFC | IfcFlowMeter | 3f1ae6fe-58f6-4ddf-b62d-582dbc9f6427 | ifc_objects[].ifc_entity | 07_IFC_Metadata_EAV | 3f1ae6fe-58f6-4ddf-b62d-582dbc9f6427
ifc_name | DTP_Template | 2026-06-05 | IFC_Core | Component | Main Power Meter 01 | Main Power Meter 01 |  | IFC | IfcFlowMeter | 3f1ae6fe-58f6-4ddf-b62d-582dbc9f6427 | ifc_objects[].ifc_name | 07_IFC_Metadata_EAV | 3f1ae6fe-58f6-4ddf-b62d-582dbc9f6427
ifc_object_type | DTP_Template | 2026-06-05 | IFC_Core | Component | Main Power Meter 01 | PowerMeter |  | IFC | IfcFlowMeter | 3f1ae6fe-58f6-4ddf-b62d-582dbc9f6427 | ifc_objects[].ifc_object_type | 07_IFC_Metadata_EAV | 3f1ae6fe-58f6-4ddf-b62d-582dbc9f6427
predefined_type | DTP_Template | 2026-06-05 | IFC_Core | Component | Main Power Meter 01 | PowerMeter |  | IFC | IfcFlowMeter | 3f1ae6fe-58f6-4ddf-b62d-582dbc9f6427 | ifc_objects[].predefined_type | 07_IFC_Metadata_EAV | 3f1ae6fe-58f6-4ddf-b62d-582dbc9f6427
floor_id | DTP_Template | 2026-06-05 | IFC_Core | Component | Main Power Meter 01 | FL-B1 |  | IFC | IfcFlowMeter | 3f1ae6fe-58f6-4ddf-b62d-582dbc9f6427 | ifc_objects[].floor_id | 07_IFC_Metadata_EAV | 3f1ae6fe-58f6-4ddf-b62d-582dbc9f6427
space_id | DTP_Template | 2026-06-05 | IFC_Core | Component | Main Power Meter 01 | SP-B1-CHILLER |  | IFC | IfcFlowMeter | 3f1ae6fe-58f6-4ddf-b62d-582dbc9f6427 | ifc_objects[].space_id | 07_IFC_Metadata_EAV | 3f1ae6fe-58f6-4ddf-b62d-582dbc9f6427
zone_id | DTP_Template | 2026-06-05 | IFC_Core | Component | Main Power Meter 01 | ZONE-HVAC-B1-PLANT |  | IFC | IfcFlowMeter | 3f1ae6fe-58f6-4ddf-b62d-582dbc9f6427 | ifc_objects[].zone_id | 07_IFC_Metadata_EAV | 3f1ae6fe-58f6-4ddf-b62d-582dbc9f6427
system | DTP_Template | 2026-06-05 | IFC_Core | Component | Main Power Meter 01 | Energy Metering |  | IFC | IfcFlowMeter | 3f1ae6fe-58f6-4ddf-b62d-582dbc9f6427 | ifc_objects[].system | 07_IFC_Metadata_EAV | 3f1ae6fe-58f6-4ddf-b62d-582dbc9f6427
discipline | DTP_Template | 2026-06-05 | IFC_Core | Component | Main Power Meter 01 | MEP |  | IFC | IfcFlowMeter | 3f1ae6fe-58f6-4ddf-b62d-582dbc9f6427 | ifc_objects[].discipline | 07_IFC_Metadata_EAV | 3f1ae6fe-58f6-4ddf-b62d-582dbc9f6427
ifc_entity | DTP_Template | 2026-06-05 | IFC_Core | Component | Solar Inverter 01 | IfcElectricAppliance |  | IFC | IfcElectricAppliance | 9636843f-e391-4629-89da-1fe79b125377 | ifc_objects[].ifc_entity | 07_IFC_Metadata_EAV | 9636843f-e391-4629-89da-1fe79b125377
ifc_name | DTP_Template | 2026-06-05 | IFC_Core | Component | Solar Inverter 01 | Solar Inverter 01 |  | IFC | IfcElectricAppliance | 9636843f-e391-4629-89da-1fe79b125377 | ifc_objects[].ifc_name | 07_IFC_Metadata_EAV | 9636843f-e391-4629-89da-1fe79b125377
ifc_object_type | DTP_Template | 2026-06-05 | IFC_Core | Component | Solar Inverter 01 | SolarInverter |  | IFC | IfcElectricAppliance | 9636843f-e391-4629-89da-1fe79b125377 | ifc_objects[].ifc_object_type | 07_IFC_Metadata_EAV | 9636843f-e391-4629-89da-1fe79b125377
predefined_type | DTP_Template | 2026-06-05 | IFC_Core | Component | Solar Inverter 01 | SolarInverter |  | IFC | IfcElectricAppliance | 9636843f-e391-4629-89da-1fe79b125377 | ifc_objects[].predefined_type | 07_IFC_Metadata_EAV | 9636843f-e391-4629-89da-1fe79b125377
floor_id | DTP_Template | 2026-06-05 | IFC_Core | Component | Solar Inverter 01 | FL-ROOF |  | IFC | IfcElectricAppliance | 9636843f-e391-4629-89da-1fe79b125377 | ifc_objects[].floor_id | 07_IFC_Metadata_EAV | 9636843f-e391-4629-89da-1fe79b125377
space_id | DTP_Template | 2026-06-05 | IFC_Core | Component | Solar Inverter 01 | SP-ROOF-SOLAR |  | IFC | IfcElectricAppliance | 9636843f-e391-4629-89da-1fe79b125377 | ifc_objects[].space_id | 07_IFC_Metadata_EAV | 9636843f-e391-4629-89da-1fe79b125377
zone_id | DTP_Template | 2026-06-05 | IFC_Core | Component | Solar Inverter 01 | ZONE-ROOF-TECH |  | IFC | IfcElectricAppliance | 9636843f-e391-4629-89da-1fe79b125377 | ifc_objects[].zone_id | 07_IFC_Metadata_EAV | 9636843f-e391-4629-89da-1fe79b125377
system | DTP_Template | 2026-06-05 | IFC_Core | Component | Solar Inverter 01 | Renewable Energy |  | IFC | IfcElectricAppliance | 9636843f-e391-4629-89da-1fe79b125377 | ifc_objects[].system | 07_IFC_Metadata_EAV | 9636843f-e391-4629-89da-1fe79b125377
discipline | DTP_Template | 2026-06-05 | IFC_Core | Component | Solar Inverter 01 | MEP |  | IFC | IfcElectricAppliance | 9636843f-e391-4629-89da-1fe79b125377 | ifc_objects[].discipline | 07_IFC_Metadata_EAV | 9636843f-e391-4629-89da-1fe79b125377
asset_id | DTP_Template | 2026-06-05 | Asset_Metadata | Component | Water Cooled Chiller 01 | CHILLER-001 |  | JSON/COBie/IFC | IfcEnergyConversionDevice | 8ca2d6f4-d861-493a-9fba-47ec40dd32b8 | assets[].asset_id | 07_IFC_Metadata_EAV | 8ca2d6f4-d861-493a-9fba-47ec40dd32b8
asset_name | DTP_Template | 2026-06-05 | Asset_Metadata | Component | Water Cooled Chiller 01 | Water Cooled Chiller 01 |  | JSON/COBie/IFC | IfcEnergyConversionDevice | 8ca2d6f4-d861-493a-9fba-47ec40dd32b8 | assets[].asset_name | 07_IFC_Metadata_EAV | 8ca2d6f4-d861-493a-9fba-47ec40dd32b8
asset_status | DTP_Template | 2026-06-05 | Asset_Metadata | Component | Water Cooled Chiller 01 | in_service |  | JSON/COBie/IFC | IfcEnergyConversionDevice | 8ca2d6f4-d861-493a-9fba-47ec40dd32b8 | assets[].asset_status | 07_IFC_Metadata_EAV | 8ca2d6f4-d861-493a-9fba-47ec40dd32b8
system | DTP_Template | 2026-06-05 | Asset_Metadata | Component | Water Cooled Chiller 01 | HVAC |  | JSON/COBie/IFC | IfcEnergyConversionDevice | 8ca2d6f4-d861-493a-9fba-47ec40dd32b8 | assets[].system | 07_IFC_Metadata_EAV | 8ca2d6f4-d861-493a-9fba-47ec40dd32b8
discipline | DTP_Template | 2026-06-05 | Asset_Metadata | Component | Water Cooled Chiller 01 | MEP |  | JSON/COBie/IFC | IfcEnergyConversionDevice | 8ca2d6f4-d861-493a-9fba-47ec40dd32b8 | assets[].discipline | 07_IFC_Metadata_EAV | 8ca2d6f4-d861-493a-9fba-47ec40dd32b8
category | DTP_Template | 2026-06-05 | Asset_Metadata | Component | Water Cooled Chiller 01 | Chiller Plant |  | JSON/COBie/IFC | IfcEnergyConversionDevice | 8ca2d6f4-d861-493a-9fba-47ec40dd32b8 | assets[].category | 07_IFC_Metadata_EAV | 8ca2d6f4-d861-493a-9fba-47ec40dd32b8
asset_type | DTP_Template | 2026-06-05 | Asset_Metadata | Component | Water Cooled Chiller 01 | WaterCooledChiller |  | JSON/COBie/IFC | IfcEnergyConversionDevice | 8ca2d6f4-d861-493a-9fba-47ec40dd32b8 | assets[].asset_type | 07_IFC_Metadata_EAV | 8ca2d6f4-d861-493a-9fba-47ec40dd32b8
classification.uniclass_code | DTP_Template | 2026-06-05 | LOI_Classification | Component | Water Cooled Chiller 01 | placeholder |  | JSON/COBie/IFC | IfcEnergyConversionDevice | 8ca2d6f4-d861-493a-9fba-47ec40dd32b8 | assets[].classification.uniclass_code | 07_IFC_Metadata_EAV | 8ca2d6f4-d861-493a-9fba-47ec40dd32b8
classification.omniclass_code | DTP_Template | 2026-06-05 | LOI_Classification | Component | Water Cooled Chiller 01 | placeholder |  | JSON/COBie/IFC | IfcEnergyConversionDevice | 8ca2d6f4-d861-493a-9fba-47ec40dd32b8 | assets[].classification.omniclass_code | 07_IFC_Metadata_EAV | 8ca2d6f4-d861-493a-9fba-47ec40dd32b8
classification.local_classification | DTP_Template | 2026-06-05 | LOI_Classification | Component | Water Cooled Chiller 01 | HVAC/Chiller Plant/WaterCooledChiller |  | JSON/COBie/IFC | IfcEnergyConversionDevice | 8ca2d6f4-d861-493a-9fba-47ec40dd32b8 | assets[].classification.local_classification | 07_IFC_Metadata_EAV | 8ca2d6f4-d861-493a-9fba-47ec40dd32b8
location.facility_id | DTP_Template | 2026-06-05 | LOI_Location | Component | Water Cooled Chiller 01 | FAC-OFFICE-TOWER-A |  | JSON/COBie/IFC | IfcEnergyConversionDevice | 8ca2d6f4-d861-493a-9fba-47ec40dd32b8 | assets[].location.facility_id | 07_IFC_Metadata_EAV | 8ca2d6f4-d861-493a-9fba-47ec40dd32b8
location.floor_id | DTP_Template | 2026-06-05 | LOI_Location | Component | Water Cooled Chiller 01 | FL-B1 |  | JSON/COBie/IFC | IfcEnergyConversionDevice | 8ca2d6f4-d861-493a-9fba-47ec40dd32b8 | assets[].location.floor_id | 07_IFC_Metadata_EAV | 8ca2d6f4-d861-493a-9fba-47ec40dd32b8
location.space_id | DTP_Template | 2026-06-05 | LOI_Location | Component | Water Cooled Chiller 01 | SP-B1-CHILLER |  | JSON/COBie/IFC | IfcEnergyConversionDevice | 8ca2d6f4-d861-493a-9fba-47ec40dd32b8 | assets[].location.space_id | 07_IFC_Metadata_EAV | 8ca2d6f4-d861-493a-9fba-47ec40dd32b8
location.zone_id | DTP_Template | 2026-06-05 | LOI_Location | Component | Water Cooled Chiller 01 | ZONE-HVAC-B1-PLANT |  | JSON/COBie/IFC | IfcEnergyConversionDevice | 8ca2d6f4-d861-493a-9fba-47ec40dd32b8 | assets[].location.zone_id | 07_IFC_Metadata_EAV | 8ca2d6f4-d861-493a-9fba-47ec40dd32b8
bim_mapping.ifc_guid | DTP_Template | 2026-06-05 | IFC_Core | Component | Water Cooled Chiller 01 | 8ca2d6f4-d861-493a-9fba-47ec40dd32b8 |  | JSON/COBie/IFC | IfcEnergyConversionDevice | 8ca2d6f4-d861-493a-9fba-47ec40dd32b8 | assets[].bim_mapping.ifc_guid | 07_IFC_Metadata_EAV | 8ca2d6f4-d861-493a-9fba-47ec40dd32b8
bim_mapping.ifc_entity | DTP_Template | 2026-06-05 | IFC_Core | Component | Water Cooled Chiller 01 | IfcEnergyConversionDevice |  | JSON/COBie/IFC | IfcEnergyConversionDevice | 8ca2d6f4-d861-493a-9fba-47ec40dd32b8 | assets[].bim_mapping.ifc_entity | 07_IFC_Metadata_EAV | 8ca2d6f4-d861-493a-9fba-47ec40dd32b8
bim_mapping.ifc_name | DTP_Template | 2026-06-05 | IFC_Core | Component | Water Cooled Chiller 01 | Water Cooled Chiller 01 |  | JSON/COBie/IFC | IfcEnergyConversionDevice | 8ca2d6f4-d861-493a-9fba-47ec40dd32b8 | assets[].bim_mapping.ifc_name | 07_IFC_Metadata_EAV | 8ca2d6f4-d861-493a-9fba-47ec40dd32b8
bim_mapping.source_model_id | DTP_Template | 2026-06-05 | IFC_Core | Component | Water Cooled Chiller 01 | IFC-MEP-001 |  | JSON/COBie/IFC | IfcEnergyConversionDevice | 8ca2d6f4-d861-493a-9fba-47ec40dd32b8 | assets[].bim_mapping.source_model_id | 07_IFC_Metadata_EAV | 8ca2d6f4-d861-493a-9fba-47ec40dd32b8
bim_mapping.global_id_locked | DTP_Template | 2026-06-05 | IFC_Core | Component | Water Cooled Chiller 01 | TRUE |  | JSON/COBie/IFC | IfcEnergyConversionDevice | 8ca2d6f4-d861-493a-9fba-47ec40dd32b8 | assets[].bim_mapping.global_id_locked | 07_IFC_Metadata_EAV | 8ca2d6f4-d861-493a-9fba-47ec40dd32b8
cobie_mapping.component_name | DTP_Template | 2026-06-05 | Asset_Metadata | Component | Water Cooled Chiller 01 | CHILLER-001 |  | JSON/COBie/IFC | IfcEnergyConversionDevice | 8ca2d6f4-d861-493a-9fba-47ec40dd32b8 | assets[].cobie_mapping.component_name | 07_IFC_Metadata_EAV | 8ca2d6f4-d861-493a-9fba-47ec40dd32b8
cobie_mapping.type_name | DTP_Template | 2026-06-05 | Asset_Metadata | Component | Water Cooled Chiller 01 | WaterCooledChiller |  | JSON/COBie/IFC | IfcEnergyConversionDevice | 8ca2d6f4-d861-493a-9fba-47ec40dd32b8 | assets[].cobie_mapping.type_name | 07_IFC_Metadata_EAV | 8ca2d6f4-d861-493a-9fba-47ec40dd32b8
cobie_mapping.system_name | DTP_Template | 2026-06-05 | Asset_Metadata | Component | Water Cooled Chiller 01 | HVAC |  | JSON/COBie/IFC | IfcEnergyConversionDevice | 8ca2d6f4-d861-493a-9fba-47ec40dd32b8 | assets[].cobie_mapping.system_name | 07_IFC_Metadata_EAV | 8ca2d6f4-d861-493a-9fba-47ec40dd32b8
cobie_mapping.space_name | DTP_Template | 2026-06-05 | Asset_Metadata | Component | Water Cooled Chiller 01 | SP-B1-CHILLER |  | JSON/COBie/IFC | IfcEnergyConversionDevice | 8ca2d6f4-d861-493a-9fba-47ec40dd32b8 | assets[].cobie_mapping.space_name | 07_IFC_Metadata_EAV | 8ca2d6f4-d861-493a-9fba-47ec40dd32b8
manufacturer_data.manufacturer | DTP_Template | 2026-06-05 | LOI_Manufacturer | Component | Water Cooled Chiller 01 | Carrier |  | JSON/COBie/IFC | IfcEnergyConversionDevice | 8ca2d6f4-d861-493a-9fba-47ec40dd32b8 | assets[].manufacturer_data.manufacturer | 07_IFC_Metadata_EAV | 8ca2d6f4-d861-493a-9fba-47ec40dd32b8
manufacturer_data.model | DTP_Template | 2026-06-05 | LOI_Manufacturer | Component | Water Cooled Chiller 01 | 19XR |  | JSON/COBie/IFC | IfcEnergyConversionDevice | 8ca2d6f4-d861-493a-9fba-47ec40dd32b8 | assets[].manufacturer_data.model | 07_IFC_Metadata_EAV | 8ca2d6f4-d861-493a-9fba-47ec40dd32b8
manufacturer_data.serial_number | DTP_Template | 2026-06-05 | LOI_Manufacturer | Component | Water Cooled Chiller 01 | SN-CHILLER-001 |  | JSON/COBie/IFC | IfcEnergyConversionDevice | 8ca2d6f4-d861-493a-9fba-47ec40dd32b8 | assets[].manufacturer_data.serial_number | 07_IFC_Metadata_EAV | 8ca2d6f4-d861-493a-9fba-47ec40dd32b8
manufacturer_data.installation_date | DTP_Template | 2026-06-05 | LOI_Manufacturer | Component | Water Cooled Chiller 01 | 2026-05-15 |  | JSON/COBie/IFC | IfcEnergyConversionDevice | 8ca2d6f4-d861-493a-9fba-47ec40dd32b8 | assets[].manufacturer_data.installation_date | 07_IFC_Metadata_EAV | 8ca2d6f4-d861-493a-9fba-47ec40dd32b8
manufacturer_data.warranty_start_date | DTP_Template | 2026-06-05 | LOI_Manufacturer | Component | Water Cooled Chiller 01 | 2026-06-01 |  | JSON/COBie/IFC | IfcEnergyConversionDevice | 8ca2d6f4-d861-493a-9fba-47ec40dd32b8 | assets[].manufacturer_data.warranty_start_date | 07_IFC_Metadata_EAV | 8ca2d6f4-d861-493a-9fba-47ec40dd32b8
manufacturer_data.warranty_end_date | DTP_Template | 2026-06-05 | LOI_Manufacturer | Component | Water Cooled Chiller 01 | 2028-06-01 |  | JSON/COBie/IFC | IfcEnergyConversionDevice | 8ca2d6f4-d861-493a-9fba-47ec40dd32b8 | assets[].manufacturer_data.warranty_end_date | 07_IFC_Metadata_EAV | 8ca2d6f4-d861-493a-9fba-47ec40dd32b8
operation_data.maintainable | DTP_Template | 2026-06-05 | LOI_Operation_Maintenance | Component | Water Cooled Chiller 01 | TRUE |  | JSON/COBie/IFC | IfcEnergyConversionDevice | 8ca2d6f4-d861-493a-9fba-47ec40dd32b8 | assets[].operation_data.maintainable | 07_IFC_Metadata_EAV | 8ca2d6f4-d861-493a-9fba-47ec40dd32b8
operation_data.criticality | DTP_Template | 2026-06-05 | LOI_Operation_Maintenance | Component | Water Cooled Chiller 01 | Medium |  | JSON/COBie/IFC | IfcEnergyConversionDevice | 8ca2d6f4-d861-493a-9fba-47ec40dd32b8 | assets[].operation_data.criticality | 07_IFC_Metadata_EAV | 8ca2d6f4-d861-493a-9fba-47ec40dd32b8
operation_data.expected_life_years | DTP_Template | 2026-06-05 | LOI_Operation_Maintenance | Component | Water Cooled Chiller 01 | 15 |  | JSON/COBie/IFC | IfcEnergyConversionDevice | 8ca2d6f4-d861-493a-9fba-47ec40dd32b8 | assets[].operation_data.expected_life_years | 07_IFC_Metadata_EAV | 8ca2d6f4-d861-493a-9fba-47ec40dd32b8
operation_data.maintenance_strategy | DTP_Template | 2026-06-05 | LOI_Operation_Maintenance | Component | Water Cooled Chiller 01 | preventive_and_condition_based |  | JSON/COBie/IFC | IfcEnergyConversionDevice | 8ca2d6f4-d861-493a-9fba-47ec40dd32b8 | assets[].operation_data.maintenance_strategy | 07_IFC_Metadata_EAV | 8ca2d6f4-d861-493a-9fba-47ec40dd32b8
operation_data.cmms_asset_id | DTP_Template | 2026-06-05 | LOI_Operation_Maintenance | Component | Water Cooled Chiller 01 | CMMS-CHILLER-001 |  | JSON/COBie/IFC | IfcEnergyConversionDevice | 8ca2d6f4-d861-493a-9fba-47ec40dd32b8 | assets[].operation_data.cmms_asset_id | 07_IFC_Metadata_EAV | 8ca2d6f4-d861-493a-9fba-47ec40dd32b8
operation_data.spare_part_group | DTP_Template | 2026-06-05 | LOI_Operation_Maintenance | Component | Water Cooled Chiller 01 | SPARE-CHILLER-PLANT |  | JSON/COBie/IFC | IfcEnergyConversionDevice | 8ca2d6f4-d861-493a-9fba-47ec40dd32b8 | assets[].operation_data.spare_part_group | 07_IFC_Metadata_EAV | 8ca2d6f4-d861-493a-9fba-47ec40dd32b8
operation_data.manual_url | DTP_Template | 2026-06-05 | LOI_Operation_Maintenance | Component | Water Cooled Chiller 01 | https://example.com/om_manuals/CHILLER-001.pdf |  | JSON/COBie/IFC | IfcEnergyConversionDevice | 8ca2d6f4-d861-493a-9fba-47ec40dd32b8 | assets[].operation_data.manual_url | 07_IFC_Metadata_EAV | 8ca2d6f4-d861-493a-9fba-47ec40dd32b8
digital_twin.dt_entity_type | DTP_Template | 2026-06-05 | DTP_Metadata | Component | Water Cooled Chiller 01 | asset |  | JSON/COBie/IFC | IfcEnergyConversionDevice | 8ca2d6f4-d861-493a-9fba-47ec40dd32b8 | assets[].digital_twin.dt_entity_type | 07_IFC_Metadata_EAV | 8ca2d6f4-d861-493a-9fba-47ec40dd32b8
digital_twin.state_source | DTP_Template | 2026-06-05 | DTP_Metadata | Component | Water Cooled Chiller 01 | BMS/IoT/CMMS |  | JSON/COBie/IFC | IfcEnergyConversionDevice | 8ca2d6f4-d861-493a-9fba-47ec40dd32b8 | assets[].digital_twin.state_source | 07_IFC_Metadata_EAV | 8ca2d6f4-d861-493a-9fba-47ec40dd32b8
digital_twin.realtime_enabled | DTP_Template | 2026-06-05 | DTP_Metadata | Component | Water Cooled Chiller 01 | TRUE |  | JSON/COBie/IFC | IfcEnergyConversionDevice | 8ca2d6f4-d861-493a-9fba-47ec40dd32b8 | assets[].digital_twin.realtime_enabled | 07_IFC_Metadata_EAV | 8ca2d6f4-d861-493a-9fba-47ec40dd32b8
digital_twin.history_enabled | DTP_Template | 2026-06-05 | DTP_Metadata | Component | Water Cooled Chiller 01 | TRUE |  | JSON/COBie/IFC | IfcEnergyConversionDevice | 8ca2d6f4-d861-493a-9fba-47ec40dd32b8 | assets[].digital_twin.history_enabled | 07_IFC_Metadata_EAV | 8ca2d6f4-d861-493a-9fba-47ec40dd32b8
digital_twin.visual_selectable | DTP_Template | 2026-06-05 | DTP_Metadata | Component | Water Cooled Chiller 01 | TRUE |  | JSON/COBie/IFC | IfcEnergyConversionDevice | 8ca2d6f4-d861-493a-9fba-47ec40dd32b8 | assets[].digital_twin.visual_selectable | 07_IFC_Metadata_EAV | 8ca2d6f4-d861-493a-9fba-47ec40dd32b8
digital_twin.visual_highlight_layer | DTP_Template | 2026-06-05 | DTP_Metadata | Component | Water Cooled Chiller 01 | LAYER-ASSET-HVAC |  | JSON/COBie/IFC | IfcEnergyConversionDevice | 8ca2d6f4-d861-493a-9fba-47ec40dd32b8 | assets[].digital_twin.visual_highlight_layer | 07_IFC_Metadata_EAV | 8ca2d6f4-d861-493a-9fba-47ec40dd32b8
tags[0] | DTP_Template | 2026-06-05 | Asset_Metadata | Component | Water Cooled Chiller 01 | hvac |  | JSON/COBie/IFC | IfcEnergyConversionDevice | 8ca2d6f4-d861-493a-9fba-47ec40dd32b8 | assets[].tags[0] | 07_IFC_Metadata_EAV | 8ca2d6f4-d861-493a-9fba-47ec40dd32b8
tags[1] | DTP_Template | 2026-06-05 | Asset_Metadata | Component | Water Cooled Chiller 01 | chiller_plant |  | JSON/COBie/IFC | IfcEnergyConversionDevice | 8ca2d6f4-d861-493a-9fba-47ec40dd32b8 | assets[].tags[1] | 07_IFC_Metadata_EAV | 8ca2d6f4-d861-493a-9fba-47ec40dd32b8
tags[2] | DTP_Template | 2026-06-05 | Asset_Metadata | Component | Water Cooled Chiller 01 | watercooledchiller |  | JSON/COBie/IFC | IfcEnergyConversionDevice | 8ca2d6f4-d861-493a-9fba-47ec40dd32b8 | assets[].tags[2] | 07_IFC_Metadata_EAV | 8ca2d6f4-d861-493a-9fba-47ec40dd32b8
asset_id | DTP_Template | 2026-06-05 | Asset_Metadata | Component | Water Cooled Chiller 02 | CHILLER-002 |  | JSON/COBie/IFC | IfcEnergyConversionDevice | 75256b8d-7566-435b-ad6f-fe431c268384 | assets[].asset_id | 07_IFC_Metadata_EAV | 75256b8d-7566-435b-ad6f-fe431c268384
asset_name | DTP_Template | 2026-06-05 | Asset_Metadata | Component | Water Cooled Chiller 02 | Water Cooled Chiller 02 |  | JSON/COBie/IFC | IfcEnergyConversionDevice | 75256b8d-7566-435b-ad6f-fe431c268384 | assets[].asset_name | 07_IFC_Metadata_EAV | 75256b8d-7566-435b-ad6f-fe431c268384
asset_status | DTP_Template | 2026-06-05 | Asset_Metadata | Component | Water Cooled Chiller 02 | in_service |  | JSON/COBie/IFC | IfcEnergyConversionDevice | 75256b8d-7566-435b-ad6f-fe431c268384 | assets[].asset_status | 07_IFC_Metadata_EAV | 75256b8d-7566-435b-ad6f-fe431c268384
system | DTP_Template | 2026-06-05 | Asset_Metadata | Component | Water Cooled Chiller 02 | HVAC |  | JSON/COBie/IFC | IfcEnergyConversionDevice | 75256b8d-7566-435b-ad6f-fe431c268384 | assets[].system | 07_IFC_Metadata_EAV | 75256b8d-7566-435b-ad6f-fe431c268384
discipline | DTP_Template | 2026-06-05 | Asset_Metadata | Component | Water Cooled Chiller 02 | MEP |  | JSON/COBie/IFC | IfcEnergyConversionDevice | 75256b8d-7566-435b-ad6f-fe431c268384 | assets[].discipline | 07_IFC_Metadata_EAV | 75256b8d-7566-435b-ad6f-fe431c268384
category | DTP_Template | 2026-06-05 | Asset_Metadata | Component | Water Cooled Chiller 02 | Chiller Plant |  | JSON/COBie/IFC | IfcEnergyConversionDevice | 75256b8d-7566-435b-ad6f-fe431c268384 | assets[].category | 07_IFC_Metadata_EAV | 75256b8d-7566-435b-ad6f-fe431c268384
asset_type | DTP_Template | 2026-06-05 | Asset_Metadata | Component | Water Cooled Chiller 02 | WaterCooledChiller |  | JSON/COBie/IFC | IfcEnergyConversionDevice | 75256b8d-7566-435b-ad6f-fe431c268384 | assets[].asset_type | 07_IFC_Metadata_EAV | 75256b8d-7566-435b-ad6f-fe431c268384
classification.uniclass_code | DTP_Template | 2026-06-05 | LOI_Classification | Component | Water Cooled Chiller 02 | placeholder |  | JSON/COBie/IFC | IfcEnergyConversionDevice | 75256b8d-7566-435b-ad6f-fe431c268384 | assets[].classification.uniclass_code | 07_IFC_Metadata_EAV | 75256b8d-7566-435b-ad6f-fe431c268384
classification.omniclass_code | DTP_Template | 2026-06-05 | LOI_Classification | Component | Water Cooled Chiller 02 | placeholder |  | JSON/COBie/IFC | IfcEnergyConversionDevice | 75256b8d-7566-435b-ad6f-fe431c268384 | assets[].classification.omniclass_code | 07_IFC_Metadata_EAV | 75256b8d-7566-435b-ad6f-fe431c268384
classification.local_classification | DTP_Template | 2026-06-05 | LOI_Classification | Component | Water Cooled Chiller 02 | HVAC/Chiller Plant/WaterCooledChiller |  | JSON/COBie/IFC | IfcEnergyConversionDevice | 75256b8d-7566-435b-ad6f-fe431c268384 | assets[].classification.local_classification | 07_IFC_Metadata_EAV | 75256b8d-7566-435b-ad6f-fe431c268384
location.facility_id | DTP_Template | 2026-06-05 | LOI_Location | Component | Water Cooled Chiller 02 | FAC-OFFICE-TOWER-A |  | JSON/COBie/IFC | IfcEnergyConversionDevice | 75256b8d-7566-435b-ad6f-fe431c268384 | assets[].location.facility_id | 07_IFC_Metadata_EAV | 75256b8d-7566-435b-ad6f-fe431c268384
location.floor_id | DTP_Template | 2026-06-05 | LOI_Location | Component | Water Cooled Chiller 02 | FL-B1 |  | JSON/COBie/IFC | IfcEnergyConversionDevice | 75256b8d-7566-435b-ad6f-fe431c268384 | assets[].location.floor_id | 07_IFC_Metadata_EAV | 75256b8d-7566-435b-ad6f-fe431c268384
location.space_id | DTP_Template | 2026-06-05 | LOI_Location | Component | Water Cooled Chiller 02 | SP-B1-CHILLER |  | JSON/COBie/IFC | IfcEnergyConversionDevice | 75256b8d-7566-435b-ad6f-fe431c268384 | assets[].location.space_id | 07_IFC_Metadata_EAV | 75256b8d-7566-435b-ad6f-fe431c268384
location.zone_id | DTP_Template | 2026-06-05 | LOI_Location | Component | Water Cooled Chiller 02 | ZONE-HVAC-B1-PLANT |  | JSON/COBie/IFC | IfcEnergyConversionDevice | 75256b8d-7566-435b-ad6f-fe431c268384 | assets[].location.zone_id | 07_IFC_Metadata_EAV | 75256b8d-7566-435b-ad6f-fe431c268384
bim_mapping.ifc_guid | DTP_Template | 2026-06-05 | IFC_Core | Component | Water Cooled Chiller 02 | 75256b8d-7566-435b-ad6f-fe431c268384 |  | JSON/COBie/IFC | IfcEnergyConversionDevice | 75256b8d-7566-435b-ad6f-fe431c268384 | assets[].bim_mapping.ifc_guid | 07_IFC_Metadata_EAV | 75256b8d-7566-435b-ad6f-fe431c268384
bim_mapping.ifc_entity | DTP_Template | 2026-06-05 | IFC_Core | Component | Water Cooled Chiller 02 | IfcEnergyConversionDevice |  | JSON/COBie/IFC | IfcEnergyConversionDevice | 75256b8d-7566-435b-ad6f-fe431c268384 | assets[].bim_mapping.ifc_entity | 07_IFC_Metadata_EAV | 75256b8d-7566-435b-ad6f-fe431c268384
bim_mapping.ifc_name | DTP_Template | 2026-06-05 | IFC_Core | Component | Water Cooled Chiller 02 | Water Cooled Chiller 02 |  | JSON/COBie/IFC | IfcEnergyConversionDevice | 75256b8d-7566-435b-ad6f-fe431c268384 | assets[].bim_mapping.ifc_name | 07_IFC_Metadata_EAV | 75256b8d-7566-435b-ad6f-fe431c268384
bim_mapping.source_model_id | DTP_Template | 2026-06-05 | IFC_Core | Component | Water Cooled Chiller 02 | IFC-MEP-001 |  | JSON/COBie/IFC | IfcEnergyConversionDevice | 75256b8d-7566-435b-ad6f-fe431c268384 | assets[].bim_mapping.source_model_id | 07_IFC_Metadata_EAV | 75256b8d-7566-435b-ad6f-fe431c268384
bim_mapping.global_id_locked | DTP_Template | 2026-06-05 | IFC_Core | Component | Water Cooled Chiller 02 | TRUE |  | JSON/COBie/IFC | IfcEnergyConversionDevice | 75256b8d-7566-435b-ad6f-fe431c268384 | assets[].bim_mapping.global_id_locked | 07_IFC_Metadata_EAV | 75256b8d-7566-435b-ad6f-fe431c268384
cobie_mapping.component_name | DTP_Template | 2026-06-05 | Asset_Metadata | Component | Water Cooled Chiller 02 | CHILLER-002 |  | JSON/COBie/IFC | IfcEnergyConversionDevice | 75256b8d-7566-435b-ad6f-fe431c268384 | assets[].cobie_mapping.component_name | 07_IFC_Metadata_EAV | 75256b8d-7566-435b-ad6f-fe431c268384
cobie_mapping.type_name | DTP_Template | 2026-06-05 | Asset_Metadata | Component | Water Cooled Chiller 02 | WaterCooledChiller |  | JSON/COBie/IFC | IfcEnergyConversionDevice | 75256b8d-7566-435b-ad6f-fe431c268384 | assets[].cobie_mapping.type_name | 07_IFC_Metadata_EAV | 75256b8d-7566-435b-ad6f-fe431c268384
cobie_mapping.system_name | DTP_Template | 2026-06-05 | Asset_Metadata | Component | Water Cooled Chiller 02 | HVAC |  | JSON/COBie/IFC | IfcEnergyConversionDevice | 75256b8d-7566-435b-ad6f-fe431c268384 | assets[].cobie_mapping.system_name | 07_IFC_Metadata_EAV | 75256b8d-7566-435b-ad6f-fe431c268384
cobie_mapping.space_name | DTP_Template | 2026-06-05 | Asset_Metadata | Component | Water Cooled Chiller 02 | SP-B1-CHILLER |  | JSON/COBie/IFC | IfcEnergyConversionDevice | 75256b8d-7566-435b-ad6f-fe431c268384 | assets[].cobie_mapping.space_name | 07_IFC_Metadata_EAV | 75256b8d-7566-435b-ad6f-fe431c268384
manufacturer_data.manufacturer | DTP_Template | 2026-06-05 | LOI_Manufacturer | Component | Water Cooled Chiller 02 | Carrier |  | JSON/COBie/IFC | IfcEnergyConversionDevice | 75256b8d-7566-435b-ad6f-fe431c268384 | assets[].manufacturer_data.manufacturer | 07_IFC_Metadata_EAV | 75256b8d-7566-435b-ad6f-fe431c268384
manufacturer_data.model | DTP_Template | 2026-06-05 | LOI_Manufacturer | Component | Water Cooled Chiller 02 | 19XR |  | JSON/COBie/IFC | IfcEnergyConversionDevice | 75256b8d-7566-435b-ad6f-fe431c268384 | assets[].manufacturer_data.model | 07_IFC_Metadata_EAV | 75256b8d-7566-435b-ad6f-fe431c268384
manufacturer_data.serial_number | DTP_Template | 2026-06-05 | LOI_Manufacturer | Component | Water Cooled Chiller 02 | SN-CHILLER-002 |  | JSON/COBie/IFC | IfcEnergyConversionDevice | 75256b8d-7566-435b-ad6f-fe431c268384 | assets[].manufacturer_data.serial_number | 07_IFC_Metadata_EAV | 75256b8d-7566-435b-ad6f-fe431c268384
manufacturer_data.installation_date | DTP_Template | 2026-06-05 | LOI_Manufacturer | Component | Water Cooled Chiller 02 | 2026-05-15 |  | JSON/COBie/IFC | IfcEnergyConversionDevice | 75256b8d-7566-435b-ad6f-fe431c268384 | assets[].manufacturer_data.installation_date | 07_IFC_Metadata_EAV | 75256b8d-7566-435b-ad6f-fe431c268384
manufacturer_data.warranty_start_date | DTP_Template | 2026-06-05 | LOI_Manufacturer | Component | Water Cooled Chiller 02 | 2026-06-01 |  | JSON/COBie/IFC | IfcEnergyConversionDevice | 75256b8d-7566-435b-ad6f-fe431c268384 | assets[].manufacturer_data.warranty_start_date | 07_IFC_Metadata_EAV | 75256b8d-7566-435b-ad6f-fe431c268384
manufacturer_data.warranty_end_date | DTP_Template | 2026-06-05 | LOI_Manufacturer | Component | Water Cooled Chiller 02 | 2028-06-01 |  | JSON/COBie/IFC | IfcEnergyConversionDevice | 75256b8d-7566-435b-ad6f-fe431c268384 | assets[].manufacturer_data.warranty_end_date | 07_IFC_Metadata_EAV | 75256b8d-7566-435b-ad6f-fe431c268384
operation_data.maintainable | DTP_Template | 2026-06-05 | LOI_Operation_Maintenance | Component | Water Cooled Chiller 02 | TRUE |  | JSON/COBie/IFC | IfcEnergyConversionDevice | 75256b8d-7566-435b-ad6f-fe431c268384 | assets[].operation_data.maintainable | 07_IFC_Metadata_EAV | 75256b8d-7566-435b-ad6f-fe431c268384
operation_data.criticality | DTP_Template | 2026-06-05 | LOI_Operation_Maintenance | Component | Water Cooled Chiller 02 | Medium |  | JSON/COBie/IFC | IfcEnergyConversionDevice | 75256b8d-7566-435b-ad6f-fe431c268384 | assets[].operation_data.criticality | 07_IFC_Metadata_EAV | 75256b8d-7566-435b-ad6f-fe431c268384
operation_data.expected_life_years | DTP_Template | 2026-06-05 | LOI_Operation_Maintenance | Component | Water Cooled Chiller 02 | 15 |  | JSON/COBie/IFC | IfcEnergyConversionDevice | 75256b8d-7566-435b-ad6f-fe431c268384 | assets[].operation_data.expected_life_years | 07_IFC_Metadata_EAV | 75256b8d-7566-435b-ad6f-fe431c268384
operation_data.maintenance_strategy | DTP_Template | 2026-06-05 | LOI_Operation_Maintenance | Component | Water Cooled Chiller 02 | preventive_and_condition_based |  | JSON/COBie/IFC | IfcEnergyConversionDevice | 75256b8d-7566-435b-ad6f-fe431c268384 | assets[].operation_data.maintenance_strategy | 07_IFC_Metadata_EAV | 75256b8d-7566-435b-ad6f-fe431c268384
operation_data.cmms_asset_id | DTP_Template | 2026-06-05 | LOI_Operation_Maintenance | Component | Water Cooled Chiller 02 | CMMS-CHILLER-002 |  | JSON/COBie/IFC | IfcEnergyConversionDevice | 75256b8d-7566-435b-ad6f-fe431c268384 | assets[].operation_data.cmms_asset_id | 07_IFC_Metadata_EAV | 75256b8d-7566-435b-ad6f-fe431c268384
operation_data.spare_part_group | DTP_Template | 2026-06-05 | LOI_Operation_Maintenance | Component | Water Cooled Chiller 02 | SPARE-CHILLER-PLANT |  | JSON/COBie/IFC | IfcEnergyConversionDevice | 75256b8d-7566-435b-ad6f-fe431c268384 | assets[].operation_data.spare_part_group | 07_IFC_Metadata_EAV | 75256b8d-7566-435b-ad6f-fe431c268384
operation_data.manual_url | DTP_Template | 2026-06-05 | LOI_Operation_Maintenance | Component | Water Cooled Chiller 02 | https://example.com/om_manuals/CHILLER-002.pdf |  | JSON/COBie/IFC | IfcEnergyConversionDevice | 75256b8d-7566-435b-ad6f-fe431c268384 | assets[].operation_data.manual_url | 07_IFC_Metadata_EAV | 75256b8d-7566-435b-ad6f-fe431c268384
digital_twin.dt_entity_type | DTP_Template | 2026-06-05 | DTP_Metadata | Component | Water Cooled Chiller 02 | asset |  | JSON/COBie/IFC | IfcEnergyConversionDevice | 75256b8d-7566-435b-ad6f-fe431c268384 | assets[].digital_twin.dt_entity_type | 07_IFC_Metadata_EAV | 75256b8d-7566-435b-ad6f-fe431c268384
digital_twin.state_source | DTP_Template | 2026-06-05 | DTP_Metadata | Component | Water Cooled Chiller 02 | BMS/IoT/CMMS |  | JSON/COBie/IFC | IfcEnergyConversionDevice | 75256b8d-7566-435b-ad6f-fe431c268384 | assets[].digital_twin.state_source | 07_IFC_Metadata_EAV | 75256b8d-7566-435b-ad6f-fe431c268384
digital_twin.realtime_enabled | DTP_Template | 2026-06-05 | DTP_Metadata | Component | Water Cooled Chiller 02 | TRUE |  | JSON/COBie/IFC | IfcEnergyConversionDevice | 75256b8d-7566-435b-ad6f-fe431c268384 | assets[].digital_twin.realtime_enabled | 07_IFC_Metadata_EAV | 75256b8d-7566-435b-ad6f-fe431c268384
digital_twin.history_enabled | DTP_Template | 2026-06-05 | DTP_Metadata | Component | Water Cooled Chiller 02 | TRUE |  | JSON/COBie/IFC | IfcEnergyConversionDevice | 75256b8d-7566-435b-ad6f-fe431c268384 | assets[].digital_twin.history_enabled | 07_IFC_Metadata_EAV | 75256b8d-7566-435b-ad6f-fe431c268384
digital_twin.visual_selectable | DTP_Template | 2026-06-05 | DTP_Metadata | Component | Water Cooled Chiller 02 | TRUE |  | JSON/COBie/IFC | IfcEnergyConversionDevice | 75256b8d-7566-435b-ad6f-fe431c268384 | assets[].digital_twin.visual_selectable | 07_IFC_Metadata_EAV | 75256b8d-7566-435b-ad6f-fe431c268384
digital_twin.visual_highlight_layer | DTP_Template | 2026-06-05 | DTP_Metadata | Component | Water Cooled Chiller 02 | LAYER-ASSET-HVAC |  | JSON/COBie/IFC | IfcEnergyConversionDevice | 75256b8d-7566-435b-ad6f-fe431c268384 | assets[].digital_twin.visual_highlight_layer | 07_IFC_Metadata_EAV | 75256b8d-7566-435b-ad6f-fe431c268384
tags[0] | DTP_Template | 2026-06-05 | Asset_Metadata | Component | Water Cooled Chiller 02 | hvac |  | JSON/COBie/IFC | IfcEnergyConversionDevice | 75256b8d-7566-435b-ad6f-fe431c268384 | assets[].tags[0] | 07_IFC_Metadata_EAV | 75256b8d-7566-435b-ad6f-fe431c268384
tags[1] | DTP_Template | 2026-06-05 | Asset_Metadata | Component | Water Cooled Chiller 02 | chiller_plant |  | JSON/COBie/IFC | IfcEnergyConversionDevice | 75256b8d-7566-435b-ad6f-fe431c268384 | assets[].tags[1] | 07_IFC_Metadata_EAV | 75256b8d-7566-435b-ad6f-fe431c268384
tags[2] | DTP_Template | 2026-06-05 | Asset_Metadata | Component | Water Cooled Chiller 02 | watercooledchiller |  | JSON/COBie/IFC | IfcEnergyConversionDevice | 75256b8d-7566-435b-ad6f-fe431c268384 | assets[].tags[2] | 07_IFC_Metadata_EAV | 75256b8d-7566-435b-ad6f-fe431c268384
asset_id | DTP_Template | 2026-06-05 | Asset_Metadata | Component | Chilled Water Pump 01 | CHWP-001 |  | JSON/COBie/IFC | IfcFlowMovingDevice | e3b13a4f-0f77-4d61-942e-fb0d2b746d10 | assets[].asset_id | 07_IFC_Metadata_EAV | e3b13a4f-0f77-4d61-942e-fb0d2b746d10
asset_name | DTP_Template | 2026-06-05 | Asset_Metadata | Component | Chilled Water Pump 01 | Chilled Water Pump 01 |  | JSON/COBie/IFC | IfcFlowMovingDevice | e3b13a4f-0f77-4d61-942e-fb0d2b746d10 | assets[].asset_name | 07_IFC_Metadata_EAV | e3b13a4f-0f77-4d61-942e-fb0d2b746d10
asset_status | DTP_Template | 2026-06-05 | Asset_Metadata | Component | Chilled Water Pump 01 | in_service |  | JSON/COBie/IFC | IfcFlowMovingDevice | e3b13a4f-0f77-4d61-942e-fb0d2b746d10 | assets[].asset_status | 07_IFC_Metadata_EAV | e3b13a4f-0f77-4d61-942e-fb0d2b746d10
system | DTP_Template | 2026-06-05 | Asset_Metadata | Component | Chilled Water Pump 01 | HVAC |  | JSON/COBie/IFC | IfcFlowMovingDevice | e3b13a4f-0f77-4d61-942e-fb0d2b746d10 | assets[].system | 07_IFC_Metadata_EAV | e3b13a4f-0f77-4d61-942e-fb0d2b746d10
discipline | DTP_Template | 2026-06-05 | Asset_Metadata | Component | Chilled Water Pump 01 | MEP |  | JSON/COBie/IFC | IfcFlowMovingDevice | e3b13a4f-0f77-4d61-942e-fb0d2b746d10 | assets[].discipline | 07_IFC_Metadata_EAV | e3b13a4f-0f77-4d61-942e-fb0d2b746d10
category | DTP_Template | 2026-06-05 | Asset_Metadata | Component | Chilled Water Pump 01 | Pump |  | JSON/COBie/IFC | IfcFlowMovingDevice | e3b13a4f-0f77-4d61-942e-fb0d2b746d10 | assets[].category | 07_IFC_Metadata_EAV | e3b13a4f-0f77-4d61-942e-fb0d2b746d10
asset_type | DTP_Template | 2026-06-05 | Asset_Metadata | Component | Chilled Water Pump 01 | ChilledWaterPump |  | JSON/COBie/IFC | IfcFlowMovingDevice | e3b13a4f-0f77-4d61-942e-fb0d2b746d10 | assets[].asset_type | 07_IFC_Metadata_EAV | e3b13a4f-0f77-4d61-942e-fb0d2b746d10
classification.uniclass_code | DTP_Template | 2026-06-05 | LOI_Classification | Component | Chilled Water Pump 01 | placeholder |  | JSON/COBie/IFC | IfcFlowMovingDevice | e3b13a4f-0f77-4d61-942e-fb0d2b746d10 | assets[].classification.uniclass_code | 07_IFC_Metadata_EAV | e3b13a4f-0f77-4d61-942e-fb0d2b746d10
classification.omniclass_code | DTP_Template | 2026-06-05 | LOI_Classification | Component | Chilled Water Pump 01 | placeholder |  | JSON/COBie/IFC | IfcFlowMovingDevice | e3b13a4f-0f77-4d61-942e-fb0d2b746d10 | assets[].classification.omniclass_code | 07_IFC_Metadata_EAV | e3b13a4f-0f77-4d61-942e-fb0d2b746d10
classification.local_classification | DTP_Template | 2026-06-05 | LOI_Classification | Component | Chilled Water Pump 01 | HVAC/Pump/ChilledWaterPump |  | JSON/COBie/IFC | IfcFlowMovingDevice | e3b13a4f-0f77-4d61-942e-fb0d2b746d10 | assets[].classification.local_classification | 07_IFC_Metadata_EAV | e3b13a4f-0f77-4d61-942e-fb0d2b746d10
location.facility_id | DTP_Template | 2026-06-05 | LOI_Location | Component | Chilled Water Pump 01 | FAC-OFFICE-TOWER-A |  | JSON/COBie/IFC | IfcFlowMovingDevice | e3b13a4f-0f77-4d61-942e-fb0d2b746d10 | assets[].location.facility_id | 07_IFC_Metadata_EAV | e3b13a4f-0f77-4d61-942e-fb0d2b746d10
location.floor_id | DTP_Template | 2026-06-05 | LOI_Location | Component | Chilled Water Pump 01 | FL-B1 |  | JSON/COBie/IFC | IfcFlowMovingDevice | e3b13a4f-0f77-4d61-942e-fb0d2b746d10 | assets[].location.floor_id | 07_IFC_Metadata_EAV | e3b13a4f-0f77-4d61-942e-fb0d2b746d10
location.space_id | DTP_Template | 2026-06-05 | LOI_Location | Component | Chilled Water Pump 01 | SP-B1-CHILLER |  | JSON/COBie/IFC | IfcFlowMovingDevice | e3b13a4f-0f77-4d61-942e-fb0d2b746d10 | assets[].location.space_id | 07_IFC_Metadata_EAV | e3b13a4f-0f77-4d61-942e-fb0d2b746d10
location.zone_id | DTP_Template | 2026-06-05 | LOI_Location | Component | Chilled Water Pump 01 | ZONE-HVAC-B1-PLANT |  | JSON/COBie/IFC | IfcFlowMovingDevice | e3b13a4f-0f77-4d61-942e-fb0d2b746d10 | assets[].location.zone_id | 07_IFC_Metadata_EAV | e3b13a4f-0f77-4d61-942e-fb0d2b746d10
bim_mapping.ifc_guid | DTP_Template | 2026-06-05 | IFC_Core | Component | Chilled Water Pump 01 | e3b13a4f-0f77-4d61-942e-fb0d2b746d10 |  | JSON/COBie/IFC | IfcFlowMovingDevice | e3b13a4f-0f77-4d61-942e-fb0d2b746d10 | assets[].bim_mapping.ifc_guid | 07_IFC_Metadata_EAV | e3b13a4f-0f77-4d61-942e-fb0d2b746d10
bim_mapping.ifc_entity | DTP_Template | 2026-06-05 | IFC_Core | Component | Chilled Water Pump 01 | IfcFlowMovingDevice |  | JSON/COBie/IFC | IfcFlowMovingDevice | e3b13a4f-0f77-4d61-942e-fb0d2b746d10 | assets[].bim_mapping.ifc_entity | 07_IFC_Metadata_EAV | e3b13a4f-0f77-4d61-942e-fb0d2b746d10
bim_mapping.ifc_name | DTP_Template | 2026-06-05 | IFC_Core | Component | Chilled Water Pump 01 | Chilled Water Pump 01 |  | JSON/COBie/IFC | IfcFlowMovingDevice | e3b13a4f-0f77-4d61-942e-fb0d2b746d10 | assets[].bim_mapping.ifc_name | 07_IFC_Metadata_EAV | e3b13a4f-0f77-4d61-942e-fb0d2b746d10
bim_mapping.source_model_id | DTP_Template | 2026-06-05 | IFC_Core | Component | Chilled Water Pump 01 | IFC-MEP-001 |  | JSON/COBie/IFC | IfcFlowMovingDevice | e3b13a4f-0f77-4d61-942e-fb0d2b746d10 | assets[].bim_mapping.source_model_id | 07_IFC_Metadata_EAV | e3b13a4f-0f77-4d61-942e-fb0d2b746d10
bim_mapping.global_id_locked | DTP_Template | 2026-06-05 | IFC_Core | Component | Chilled Water Pump 01 | TRUE |  | JSON/COBie/IFC | IfcFlowMovingDevice | e3b13a4f-0f77-4d61-942e-fb0d2b746d10 | assets[].bim_mapping.global_id_locked | 07_IFC_Metadata_EAV | e3b13a4f-0f77-4d61-942e-fb0d2b746d10
cobie_mapping.component_name | DTP_Template | 2026-06-05 | Asset_Metadata | Component | Chilled Water Pump 01 | CHWP-001 |  | JSON/COBie/IFC | IfcFlowMovingDevice | e3b13a4f-0f77-4d61-942e-fb0d2b746d10 | assets[].cobie_mapping.component_name | 07_IFC_Metadata_EAV | e3b13a4f-0f77-4d61-942e-fb0d2b746d10
cobie_mapping.type_name | DTP_Template | 2026-06-05 | Asset_Metadata | Component | Chilled Water Pump 01 | ChilledWaterPump |  | JSON/COBie/IFC | IfcFlowMovingDevice | e3b13a4f-0f77-4d61-942e-fb0d2b746d10 | assets[].cobie_mapping.type_name | 07_IFC_Metadata_EAV | e3b13a4f-0f77-4d61-942e-fb0d2b746d10
cobie_mapping.system_name | DTP_Template | 2026-06-05 | Asset_Metadata | Component | Chilled Water Pump 01 | HVAC |  | JSON/COBie/IFC | IfcFlowMovingDevice | e3b13a4f-0f77-4d61-942e-fb0d2b746d10 | assets[].cobie_mapping.system_name | 07_IFC_Metadata_EAV | e3b13a4f-0f77-4d61-942e-fb0d2b746d10
cobie_mapping.space_name | DTP_Template | 2026-06-05 | Asset_Metadata | Component | Chilled Water Pump 01 | SP-B1-CHILLER |  | JSON/COBie/IFC | IfcFlowMovingDevice | e3b13a4f-0f77-4d61-942e-fb0d2b746d10 | assets[].cobie_mapping.space_name | 07_IFC_Metadata_EAV | e3b13a4f-0f77-4d61-942e-fb0d2b746d10
manufacturer_data.manufacturer | DTP_Template | 2026-06-05 | LOI_Manufacturer | Component | Chilled Water Pump 01 | Grundfos |  | JSON/COBie/IFC | IfcFlowMovingDevice | e3b13a4f-0f77-4d61-942e-fb0d2b746d10 | assets[].manufacturer_data.manufacturer | 07_IFC_Metadata_EAV | e3b13a4f-0f77-4d61-942e-fb0d2b746d10
manufacturer_data.model | DTP_Template | 2026-06-05 | LOI_Manufacturer | Component | Chilled Water Pump 01 | NB |  | JSON/COBie/IFC | IfcFlowMovingDevice | e3b13a4f-0f77-4d61-942e-fb0d2b746d10 | assets[].manufacturer_data.model | 07_IFC_Metadata_EAV | e3b13a4f-0f77-4d61-942e-fb0d2b746d10
manufacturer_data.serial_number | DTP_Template | 2026-06-05 | LOI_Manufacturer | Component | Chilled Water Pump 01 | SN-CHWP-001 |  | JSON/COBie/IFC | IfcFlowMovingDevice | e3b13a4f-0f77-4d61-942e-fb0d2b746d10 | assets[].manufacturer_data.serial_number | 07_IFC_Metadata_EAV | e3b13a4f-0f77-4d61-942e-fb0d2b746d10
manufacturer_data.installation_date | DTP_Template | 2026-06-05 | LOI_Manufacturer | Component | Chilled Water Pump 01 | 2026-05-15 |  | JSON/COBie/IFC | IfcFlowMovingDevice | e3b13a4f-0f77-4d61-942e-fb0d2b746d10 | assets[].manufacturer_data.installation_date | 07_IFC_Metadata_EAV | e3b13a4f-0f77-4d61-942e-fb0d2b746d10
manufacturer_data.warranty_start_date | DTP_Template | 2026-06-05 | LOI_Manufacturer | Component | Chilled Water Pump 01 | 2026-06-01 |  | JSON/COBie/IFC | IfcFlowMovingDevice | e3b13a4f-0f77-4d61-942e-fb0d2b746d10 | assets[].manufacturer_data.warranty_start_date | 07_IFC_Metadata_EAV | e3b13a4f-0f77-4d61-942e-fb0d2b746d10
manufacturer_data.warranty_end_date | DTP_Template | 2026-06-05 | LOI_Manufacturer | Component | Chilled Water Pump 01 | 2028-06-01 |  | JSON/COBie/IFC | IfcFlowMovingDevice | e3b13a4f-0f77-4d61-942e-fb0d2b746d10 | assets[].manufacturer_data.warranty_end_date | 07_IFC_Metadata_EAV | e3b13a4f-0f77-4d61-942e-fb0d2b746d10
operation_data.maintainable | DTP_Template | 2026-06-05 | LOI_Operation_Maintenance | Component | Chilled Water Pump 01 | TRUE |  | JSON/COBie/IFC | IfcFlowMovingDevice | e3b13a4f-0f77-4d61-942e-fb0d2b746d10 | assets[].operation_data.maintainable | 07_IFC_Metadata_EAV | e3b13a4f-0f77-4d61-942e-fb0d2b746d10
operation_data.criticality | DTP_Template | 2026-06-05 | LOI_Operation_Maintenance | Component | Chilled Water Pump 01 | Medium |  | JSON/COBie/IFC | IfcFlowMovingDevice | e3b13a4f-0f77-4d61-942e-fb0d2b746d10 | assets[].operation_data.criticality | 07_IFC_Metadata_EAV | e3b13a4f-0f77-4d61-942e-fb0d2b746d10
operation_data.expected_life_years | DTP_Template | 2026-06-05 | LOI_Operation_Maintenance | Component | Chilled Water Pump 01 | 15 |  | JSON/COBie/IFC | IfcFlowMovingDevice | e3b13a4f-0f77-4d61-942e-fb0d2b746d10 | assets[].operation_data.expected_life_years | 07_IFC_Metadata_EAV | e3b13a4f-0f77-4d61-942e-fb0d2b746d10
operation_data.maintenance_strategy | DTP_Template | 2026-06-05 | LOI_Operation_Maintenance | Component | Chilled Water Pump 01 | preventive_and_condition_based |  | JSON/COBie/IFC | IfcFlowMovingDevice | e3b13a4f-0f77-4d61-942e-fb0d2b746d10 | assets[].operation_data.maintenance_strategy | 07_IFC_Metadata_EAV | e3b13a4f-0f77-4d61-942e-fb0d2b746d10
operation_data.cmms_asset_id | DTP_Template | 2026-06-05 | LOI_Operation_Maintenance | Component | Chilled Water Pump 01 | CMMS-CHWP-001 |  | JSON/COBie/IFC | IfcFlowMovingDevice | e3b13a4f-0f77-4d61-942e-fb0d2b746d10 | assets[].operation_data.cmms_asset_id | 07_IFC_Metadata_EAV | e3b13a4f-0f77-4d61-942e-fb0d2b746d10
operation_data.spare_part_group | DTP_Template | 2026-06-05 | LOI_Operation_Maintenance | Component | Chilled Water Pump 01 | SPARE-PUMP |  | JSON/COBie/IFC | IfcFlowMovingDevice | e3b13a4f-0f77-4d61-942e-fb0d2b746d10 | assets[].operation_data.spare_part_group | 07_IFC_Metadata_EAV | e3b13a4f-0f77-4d61-942e-fb0d2b746d10
operation_data.manual_url | DTP_Template | 2026-06-05 | LOI_Operation_Maintenance | Component | Chilled Water Pump 01 | https://example.com/om_manuals/CHWP-001.pdf |  | JSON/COBie/IFC | IfcFlowMovingDevice | e3b13a4f-0f77-4d61-942e-fb0d2b746d10 | assets[].operation_data.manual_url | 07_IFC_Metadata_EAV | e3b13a4f-0f77-4d61-942e-fb0d2b746d10
digital_twin.dt_entity_type | DTP_Template | 2026-06-05 | DTP_Metadata | Component | Chilled Water Pump 01 | asset |  | JSON/COBie/IFC | IfcFlowMovingDevice | e3b13a4f-0f77-4d61-942e-fb0d2b746d10 | assets[].digital_twin.dt_entity_type | 07_IFC_Metadata_EAV | e3b13a4f-0f77-4d61-942e-fb0d2b746d10
digital_twin.state_source | DTP_Template | 2026-06-05 | DTP_Metadata | Component | Chilled Water Pump 01 | BMS/IoT/CMMS |  | JSON/COBie/IFC | IfcFlowMovingDevice | e3b13a4f-0f77-4d61-942e-fb0d2b746d10 | assets[].digital_twin.state_source | 07_IFC_Metadata_EAV | e3b13a4f-0f77-4d61-942e-fb0d2b746d10
digital_twin.realtime_enabled | DTP_Template | 2026-06-05 | DTP_Metadata | Component | Chilled Water Pump 01 | TRUE |  | JSON/COBie/IFC | IfcFlowMovingDevice | e3b13a4f-0f77-4d61-942e-fb0d2b746d10 | assets[].digital_twin.realtime_enabled | 07_IFC_Metadata_EAV | e3b13a4f-0f77-4d61-942e-fb0d2b746d10
digital_twin.history_enabled | DTP_Template | 2026-06-05 | DTP_Metadata | Component | Chilled Water Pump 01 | TRUE |  | JSON/COBie/IFC | IfcFlowMovingDevice | e3b13a4f-0f77-4d61-942e-fb0d2b746d10 | assets[].digital_twin.history_enabled | 07_IFC_Metadata_EAV | e3b13a4f-0f77-4d61-942e-fb0d2b746d10
digital_twin.visual_selectable | DTP_Template | 2026-06-05 | DTP_Metadata | Component | Chilled Water Pump 01 | TRUE |  | JSON/COBie/IFC | IfcFlowMovingDevice | e3b13a4f-0f77-4d61-942e-fb0d2b746d10 | assets[].digital_twin.visual_selectable | 07_IFC_Metadata_EAV | e3b13a4f-0f77-4d61-942e-fb0d2b746d10
digital_twin.visual_highlight_layer | DTP_Template | 2026-06-05 | DTP_Metadata | Component | Chilled Water Pump 01 | LAYER-ASSET-HVAC |  | JSON/COBie/IFC | IfcFlowMovingDevice | e3b13a4f-0f77-4d61-942e-fb0d2b746d10 | assets[].digital_twin.visual_highlight_layer | 07_IFC_Metadata_EAV | e3b13a4f-0f77-4d61-942e-fb0d2b746d10
tags[0] | DTP_Template | 2026-06-05 | Asset_Metadata | Component | Chilled Water Pump 01 | hvac |  | JSON/COBie/IFC | IfcFlowMovingDevice | e3b13a4f-0f77-4d61-942e-fb0d2b746d10 | assets[].tags[0] | 07_IFC_Metadata_EAV | e3b13a4f-0f77-4d61-942e-fb0d2b746d10
tags[1] | DTP_Template | 2026-06-05 | Asset_Metadata | Component | Chilled Water Pump 01 | pump |  | JSON/COBie/IFC | IfcFlowMovingDevice | e3b13a4f-0f77-4d61-942e-fb0d2b746d10 | assets[].tags[1] | 07_IFC_Metadata_EAV | e3b13a4f-0f77-4d61-942e-fb0d2b746d10
tags[2] | DTP_Template | 2026-06-05 | Asset_Metadata | Component | Chilled Water Pump 01 | chilledwaterpump |  | JSON/COBie/IFC | IfcFlowMovingDevice | e3b13a4f-0f77-4d61-942e-fb0d2b746d10 | assets[].tags[2] | 07_IFC_Metadata_EAV | e3b13a4f-0f77-4d61-942e-fb0d2b746d10
asset_id | DTP_Template | 2026-06-05 | Asset_Metadata | Component | Chilled Water Pump 02 | CHWP-002 |  | JSON/COBie/IFC | IfcFlowMovingDevice | 375672b9-c998-4f82-b686-68049252540f | assets[].asset_id | 07_IFC_Metadata_EAV | 375672b9-c998-4f82-b686-68049252540f
asset_name | DTP_Template | 2026-06-05 | Asset_Metadata | Component | Chilled Water Pump 02 | Chilled Water Pump 02 |  | JSON/COBie/IFC | IfcFlowMovingDevice | 375672b9-c998-4f82-b686-68049252540f | assets[].asset_name | 07_IFC_Metadata_EAV | 375672b9-c998-4f82-b686-68049252540f
asset_status | DTP_Template | 2026-06-05 | Asset_Metadata | Component | Chilled Water Pump 02 | in_service |  | JSON/COBie/IFC | IfcFlowMovingDevice | 375672b9-c998-4f82-b686-68049252540f | assets[].asset_status | 07_IFC_Metadata_EAV | 375672b9-c998-4f82-b686-68049252540f
system | DTP_Template | 2026-06-05 | Asset_Metadata | Component | Chilled Water Pump 02 | HVAC |  | JSON/COBie/IFC | IfcFlowMovingDevice | 375672b9-c998-4f82-b686-68049252540f | assets[].system | 07_IFC_Metadata_EAV | 375672b9-c998-4f82-b686-68049252540f
discipline | DTP_Template | 2026-06-05 | Asset_Metadata | Component | Chilled Water Pump 02 | MEP |  | JSON/COBie/IFC | IfcFlowMovingDevice | 375672b9-c998-4f82-b686-68049252540f | assets[].discipline | 07_IFC_Metadata_EAV | 375672b9-c998-4f82-b686-68049252540f
category | DTP_Template | 2026-06-05 | Asset_Metadata | Component | Chilled Water Pump 02 | Pump |  | JSON/COBie/IFC | IfcFlowMovingDevice | 375672b9-c998-4f82-b686-68049252540f | assets[].category | 07_IFC_Metadata_EAV | 375672b9-c998-4f82-b686-68049252540f
asset_type | DTP_Template | 2026-06-05 | Asset_Metadata | Component | Chilled Water Pump 02 | ChilledWaterPump |  | JSON/COBie/IFC | IfcFlowMovingDevice | 375672b9-c998-4f82-b686-68049252540f | assets[].asset_type | 07_IFC_Metadata_EAV | 375672b9-c998-4f82-b686-68049252540f
classification.uniclass_code | DTP_Template | 2026-06-05 | LOI_Classification | Component | Chilled Water Pump 02 | placeholder |  | JSON/COBie/IFC | IfcFlowMovingDevice | 375672b9-c998-4f82-b686-68049252540f | assets[].classification.uniclass_code | 07_IFC_Metadata_EAV | 375672b9-c998-4f82-b686-68049252540f
classification.omniclass_code | DTP_Template | 2026-06-05 | LOI_Classification | Component | Chilled Water Pump 02 | placeholder |  | JSON/COBie/IFC | IfcFlowMovingDevice | 375672b9-c998-4f82-b686-68049252540f | assets[].classification.omniclass_code | 07_IFC_Metadata_EAV | 375672b9-c998-4f82-b686-68049252540f
classification.local_classification | DTP_Template | 2026-06-05 | LOI_Classification | Component | Chilled Water Pump 02 | HVAC/Pump/ChilledWaterPump |  | JSON/COBie/IFC | IfcFlowMovingDevice | 375672b9-c998-4f82-b686-68049252540f | assets[].classification.local_classification | 07_IFC_Metadata_EAV | 375672b9-c998-4f82-b686-68049252540f
location.facility_id | DTP_Template | 2026-06-05 | LOI_Location | Component | Chilled Water Pump 02 | FAC-OFFICE-TOWER-A |  | JSON/COBie/IFC | IfcFlowMovingDevice | 375672b9-c998-4f82-b686-68049252540f | assets[].location.facility_id | 07_IFC_Metadata_EAV | 375672b9-c998-4f82-b686-68049252540f
location.floor_id | DTP_Template | 2026-06-05 | LOI_Location | Component | Chilled Water Pump 02 | FL-B1 |  | JSON/COBie/IFC | IfcFlowMovingDevice | 375672b9-c998-4f82-b686-68049252540f | assets[].location.floor_id | 07_IFC_Metadata_EAV | 375672b9-c998-4f82-b686-68049252540f
location.space_id | DTP_Template | 2026-06-05 | LOI_Location | Component | Chilled Water Pump 02 | SP-B1-CHILLER |  | JSON/COBie/IFC | IfcFlowMovingDevice | 375672b9-c998-4f82-b686-68049252540f | assets[].location.space_id | 07_IFC_Metadata_EAV | 375672b9-c998-4f82-b686-68049252540f
location.zone_id | DTP_Template | 2026-06-05 | LOI_Location | Component | Chilled Water Pump 02 | ZONE-HVAC-B1-PLANT |  | JSON/COBie/IFC | IfcFlowMovingDevice | 375672b9-c998-4f82-b686-68049252540f | assets[].location.zone_id | 07_IFC_Metadata_EAV | 375672b9-c998-4f82-b686-68049252540f
bim_mapping.ifc_guid | DTP_Template | 2026-06-05 | IFC_Core | Component | Chilled Water Pump 02 | 375672b9-c998-4f82-b686-68049252540f |  | JSON/COBie/IFC | IfcFlowMovingDevice | 375672b9-c998-4f82-b686-68049252540f | assets[].bim_mapping.ifc_guid | 07_IFC_Metadata_EAV | 375672b9-c998-4f82-b686-68049252540f
bim_mapping.ifc_entity | DTP_Template | 2026-06-05 | IFC_Core | Component | Chilled Water Pump 02 | IfcFlowMovingDevice |  | JSON/COBie/IFC | IfcFlowMovingDevice | 375672b9-c998-4f82-b686-68049252540f | assets[].bim_mapping.ifc_entity | 07_IFC_Metadata_EAV | 375672b9-c998-4f82-b686-68049252540f
bim_mapping.ifc_name | DTP_Template | 2026-06-05 | IFC_Core | Component | Chilled Water Pump 02 | Chilled Water Pump 02 |  | JSON/COBie/IFC | IfcFlowMovingDevice | 375672b9-c998-4f82-b686-68049252540f | assets[].bim_mapping.ifc_name | 07_IFC_Metadata_EAV | 375672b9-c998-4f82-b686-68049252540f
bim_mapping.source_model_id | DTP_Template | 2026-06-05 | IFC_Core | Component | Chilled Water Pump 02 | IFC-MEP-001 |  | JSON/COBie/IFC | IfcFlowMovingDevice | 375672b9-c998-4f82-b686-68049252540f | assets[].bim_mapping.source_model_id | 07_IFC_Metadata_EAV | 375672b9-c998-4f82-b686-68049252540f
bim_mapping.global_id_locked | DTP_Template | 2026-06-05 | IFC_Core | Component | Chilled Water Pump 02 | TRUE |  | JSON/COBie/IFC | IfcFlowMovingDevice | 375672b9-c998-4f82-b686-68049252540f | assets[].bim_mapping.global_id_locked | 07_IFC_Metadata_EAV | 375672b9-c998-4f82-b686-68049252540f
cobie_mapping.component_name | DTP_Template | 2026-06-05 | Asset_Metadata | Component | Chilled Water Pump 02 | CHWP-002 |  | JSON/COBie/IFC | IfcFlowMovingDevice | 375672b9-c998-4f82-b686-68049252540f | assets[].cobie_mapping.component_name | 07_IFC_Metadata_EAV | 375672b9-c998-4f82-b686-68049252540f
cobie_mapping.type_name | DTP_Template | 2026-06-05 | Asset_Metadata | Component | Chilled Water Pump 02 | ChilledWaterPump |  | JSON/COBie/IFC | IfcFlowMovingDevice | 375672b9-c998-4f82-b686-68049252540f | assets[].cobie_mapping.type_name | 07_IFC_Metadata_EAV | 375672b9-c998-4f82-b686-68049252540f
cobie_mapping.system_name | DTP_Template | 2026-06-05 | Asset_Metadata | Component | Chilled Water Pump 02 | HVAC |  | JSON/COBie/IFC | IfcFlowMovingDevice | 375672b9-c998-4f82-b686-68049252540f | assets[].cobie_mapping.system_name | 07_IFC_Metadata_EAV | 375672b9-c998-4f82-b686-68049252540f
cobie_mapping.space_name | DTP_Template | 2026-06-05 | Asset_Metadata | Component | Chilled Water Pump 02 | SP-B1-CHILLER |  | JSON/COBie/IFC | IfcFlowMovingDevice | 375672b9-c998-4f82-b686-68049252540f | assets[].cobie_mapping.space_name | 07_IFC_Metadata_EAV | 375672b9-c998-4f82-b686-68049252540f
manufacturer_data.manufacturer | DTP_Template | 2026-06-05 | LOI_Manufacturer | Component | Chilled Water Pump 02 | Grundfos |  | JSON/COBie/IFC | IfcFlowMovingDevice | 375672b9-c998-4f82-b686-68049252540f | assets[].manufacturer_data.manufacturer | 07_IFC_Metadata_EAV | 375672b9-c998-4f82-b686-68049252540f
manufacturer_data.model | DTP_Template | 2026-06-05 | LOI_Manufacturer | Component | Chilled Water Pump 02 | NB |  | JSON/COBie/IFC | IfcFlowMovingDevice | 375672b9-c998-4f82-b686-68049252540f | assets[].manufacturer_data.model | 07_IFC_Metadata_EAV | 375672b9-c998-4f82-b686-68049252540f
manufacturer_data.serial_number | DTP_Template | 2026-06-05 | LOI_Manufacturer | Component | Chilled Water Pump 02 | SN-CHWP-002 |  | JSON/COBie/IFC | IfcFlowMovingDevice | 375672b9-c998-4f82-b686-68049252540f | assets[].manufacturer_data.serial_number | 07_IFC_Metadata_EAV | 375672b9-c998-4f82-b686-68049252540f
manufacturer_data.installation_date | DTP_Template | 2026-06-05 | LOI_Manufacturer | Component | Chilled Water Pump 02 | 2026-05-15 |  | JSON/COBie/IFC | IfcFlowMovingDevice | 375672b9-c998-4f82-b686-68049252540f | assets[].manufacturer_data.installation_date | 07_IFC_Metadata_EAV | 375672b9-c998-4f82-b686-68049252540f
manufacturer_data.warranty_start_date | DTP_Template | 2026-06-05 | LOI_Manufacturer | Component | Chilled Water Pump 02 | 2026-06-01 |  | JSON/COBie/IFC | IfcFlowMovingDevice | 375672b9-c998-4f82-b686-68049252540f | assets[].manufacturer_data.warranty_start_date | 07_IFC_Metadata_EAV | 375672b9-c998-4f82-b686-68049252540f
manufacturer_data.warranty_end_date | DTP_Template | 2026-06-05 | LOI_Manufacturer | Component | Chilled Water Pump 02 | 2028-06-01 |  | JSON/COBie/IFC | IfcFlowMovingDevice | 375672b9-c998-4f82-b686-68049252540f | assets[].manufacturer_data.warranty_end_date | 07_IFC_Metadata_EAV | 375672b9-c998-4f82-b686-68049252540f
operation_data.maintainable | DTP_Template | 2026-06-05 | LOI_Operation_Maintenance | Component | Chilled Water Pump 02 | TRUE |  | JSON/COBie/IFC | IfcFlowMovingDevice | 375672b9-c998-4f82-b686-68049252540f | assets[].operation_data.maintainable | 07_IFC_Metadata_EAV | 375672b9-c998-4f82-b686-68049252540f
operation_data.criticality | DTP_Template | 2026-06-05 | LOI_Operation_Maintenance | Component | Chilled Water Pump 02 | Medium |  | JSON/COBie/IFC | IfcFlowMovingDevice | 375672b9-c998-4f82-b686-68049252540f | assets[].operation_data.criticality | 07_IFC_Metadata_EAV | 375672b9-c998-4f82-b686-68049252540f
operation_data.expected_life_years | DTP_Template | 2026-06-05 | LOI_Operation_Maintenance | Component | Chilled Water Pump 02 | 15 |  | JSON/COBie/IFC | IfcFlowMovingDevice | 375672b9-c998-4f82-b686-68049252540f | assets[].operation_data.expected_life_years | 07_IFC_Metadata_EAV | 375672b9-c998-4f82-b686-68049252540f
operation_data.maintenance_strategy | DTP_Template | 2026-06-05 | LOI_Operation_Maintenance | Component | Chilled Water Pump 02 | preventive_and_condition_based |  | JSON/COBie/IFC | IfcFlowMovingDevice | 375672b9-c998-4f82-b686-68049252540f | assets[].operation_data.maintenance_strategy | 07_IFC_Metadata_EAV | 375672b9-c998-4f82-b686-68049252540f
operation_data.cmms_asset_id | DTP_Template | 2026-06-05 | LOI_Operation_Maintenance | Component | Chilled Water Pump 02 | CMMS-CHWP-002 |  | JSON/COBie/IFC | IfcFlowMovingDevice | 375672b9-c998-4f82-b686-68049252540f | assets[].operation_data.cmms_asset_id | 07_IFC_Metadata_EAV | 375672b9-c998-4f82-b686-68049252540f
operation_data.spare_part_group | DTP_Template | 2026-06-05 | LOI_Operation_Maintenance | Component | Chilled Water Pump 02 | SPARE-PUMP |  | JSON/COBie/IFC | IfcFlowMovingDevice | 375672b9-c998-4f82-b686-68049252540f | assets[].operation_data.spare_part_group | 07_IFC_Metadata_EAV | 375672b9-c998-4f82-b686-68049252540f
operation_data.manual_url | DTP_Template | 2026-06-05 | LOI_Operation_Maintenance | Component | Chilled Water Pump 02 | https://example.com/om_manuals/CHWP-002.pdf |  | JSON/COBie/IFC | IfcFlowMovingDevice | 375672b9-c998-4f82-b686-68049252540f | assets[].operation_data.manual_url | 07_IFC_Metadata_EAV | 375672b9-c998-4f82-b686-68049252540f
digital_twin.dt_entity_type | DTP_Template | 2026-06-05 | DTP_Metadata | Component | Chilled Water Pump 02 | asset |  | JSON/COBie/IFC | IfcFlowMovingDevice | 375672b9-c998-4f82-b686-68049252540f | assets[].digital_twin.dt_entity_type | 07_IFC_Metadata_EAV | 375672b9-c998-4f82-b686-68049252540f
digital_twin.state_source | DTP_Template | 2026-06-05 | DTP_Metadata | Component | Chilled Water Pump 02 | BMS/IoT/CMMS |  | JSON/COBie/IFC | IfcFlowMovingDevice | 375672b9-c998-4f82-b686-68049252540f | assets[].digital_twin.state_source | 07_IFC_Metadata_EAV | 375672b9-c998-4f82-b686-68049252540f
digital_twin.realtime_enabled | DTP_Template | 2026-06-05 | DTP_Metadata | Component | Chilled Water Pump 02 | TRUE |  | JSON/COBie/IFC | IfcFlowMovingDevice | 375672b9-c998-4f82-b686-68049252540f | assets[].digital_twin.realtime_enabled | 07_IFC_Metadata_EAV | 375672b9-c998-4f82-b686-68049252540f
digital_twin.history_enabled | DTP_Template | 2026-06-05 | DTP_Metadata | Component | Chilled Water Pump 02 | TRUE |  | JSON/COBie/IFC | IfcFlowMovingDevice | 375672b9-c998-4f82-b686-68049252540f | assets[].digital_twin.history_enabled | 07_IFC_Metadata_EAV | 375672b9-c998-4f82-b686-68049252540f
digital_twin.visual_selectable | DTP_Template | 2026-06-05 | DTP_Metadata | Component | Chilled Water Pump 02 | TRUE |  | JSON/COBie/IFC | IfcFlowMovingDevice | 375672b9-c998-4f82-b686-68049252540f | assets[].digital_twin.visual_selectable | 07_IFC_Metadata_EAV | 375672b9-c998-4f82-b686-68049252540f
digital_twin.visual_highlight_layer | DTP_Template | 2026-06-05 | DTP_Metadata | Component | Chilled Water Pump 02 | LAYER-ASSET-HVAC |  | JSON/COBie/IFC | IfcFlowMovingDevice | 375672b9-c998-4f82-b686-68049252540f | assets[].digital_twin.visual_highlight_layer | 07_IFC_Metadata_EAV | 375672b9-c998-4f82-b686-68049252540f
tags[0] | DTP_Template | 2026-06-05 | Asset_Metadata | Component | Chilled Water Pump 02 | hvac |  | JSON/COBie/IFC | IfcFlowMovingDevice | 375672b9-c998-4f82-b686-68049252540f | assets[].tags[0] | 07_IFC_Metadata_EAV | 375672b9-c998-4f82-b686-68049252540f
tags[1] | DTP_Template | 2026-06-05 | Asset_Metadata | Component | Chilled Water Pump 02 | pump |  | JSON/COBie/IFC | IfcFlowMovingDevice | 375672b9-c998-4f82-b686-68049252540f | assets[].tags[1] | 07_IFC_Metadata_EAV | 375672b9-c998-4f82-b686-68049252540f
tags[2] | DTP_Template | 2026-06-05 | Asset_Metadata | Component | Chilled Water Pump 02 | chilledwaterpump |  | JSON/COBie/IFC | IfcFlowMovingDevice | 375672b9-c998-4f82-b686-68049252540f | assets[].tags[2] | 07_IFC_Metadata_EAV | 375672b9-c998-4f82-b686-68049252540f
asset_id | DTP_Template | 2026-06-05 | Asset_Metadata | Component | Condenser Water Pump 01 | CWP-001 |  | JSON/COBie/IFC | IfcFlowMovingDevice | 08bb2ecb-60df-4740-95bb-40dc1ea78f63 | assets[].asset_id | 07_IFC_Metadata_EAV | 08bb2ecb-60df-4740-95bb-40dc1ea78f63
asset_name | DTP_Template | 2026-06-05 | Asset_Metadata | Component | Condenser Water Pump 01 | Condenser Water Pump 01 |  | JSON/COBie/IFC | IfcFlowMovingDevice | 08bb2ecb-60df-4740-95bb-40dc1ea78f63 | assets[].asset_name | 07_IFC_Metadata_EAV | 08bb2ecb-60df-4740-95bb-40dc1ea78f63
asset_status | DTP_Template | 2026-06-05 | Asset_Metadata | Component | Condenser Water Pump 01 | in_service |  | JSON/COBie/IFC | IfcFlowMovingDevice | 08bb2ecb-60df-4740-95bb-40dc1ea78f63 | assets[].asset_status | 07_IFC_Metadata_EAV | 08bb2ecb-60df-4740-95bb-40dc1ea78f63
system | DTP_Template | 2026-06-05 | Asset_Metadata | Component | Condenser Water Pump 01 | HVAC |  | JSON/COBie/IFC | IfcFlowMovingDevice | 08bb2ecb-60df-4740-95bb-40dc1ea78f63 | assets[].system | 07_IFC_Metadata_EAV | 08bb2ecb-60df-4740-95bb-40dc1ea78f63
discipline | DTP_Template | 2026-06-05 | Asset_Metadata | Component | Condenser Water Pump 01 | MEP |  | JSON/COBie/IFC | IfcFlowMovingDevice | 08bb2ecb-60df-4740-95bb-40dc1ea78f63 | assets[].discipline | 07_IFC_Metadata_EAV | 08bb2ecb-60df-4740-95bb-40dc1ea78f63
category | DTP_Template | 2026-06-05 | Asset_Metadata | Component | Condenser Water Pump 01 | Pump |  | JSON/COBie/IFC | IfcFlowMovingDevice | 08bb2ecb-60df-4740-95bb-40dc1ea78f63 | assets[].category | 07_IFC_Metadata_EAV | 08bb2ecb-60df-4740-95bb-40dc1ea78f63
asset_type | DTP_Template | 2026-06-05 | Asset_Metadata | Component | Condenser Water Pump 01 | CondenserWaterPump |  | JSON/COBie/IFC | IfcFlowMovingDevice | 08bb2ecb-60df-4740-95bb-40dc1ea78f63 | assets[].asset_type | 07_IFC_Metadata_EAV | 08bb2ecb-60df-4740-95bb-40dc1ea78f63
classification.uniclass_code | DTP_Template | 2026-06-05 | LOI_Classification | Component | Condenser Water Pump 01 | placeholder |  | JSON/COBie/IFC | IfcFlowMovingDevice | 08bb2ecb-60df-4740-95bb-40dc1ea78f63 | assets[].classification.uniclass_code | 07_IFC_Metadata_EAV | 08bb2ecb-60df-4740-95bb-40dc1ea78f63
classification.omniclass_code | DTP_Template | 2026-06-05 | LOI_Classification | Component | Condenser Water Pump 01 | placeholder |  | JSON/COBie/IFC | IfcFlowMovingDevice | 08bb2ecb-60df-4740-95bb-40dc1ea78f63 | assets[].classification.omniclass_code | 07_IFC_Metadata_EAV | 08bb2ecb-60df-4740-95bb-40dc1ea78f63
classification.local_classification | DTP_Template | 2026-06-05 | LOI_Classification | Component | Condenser Water Pump 01 | HVAC/Pump/CondenserWaterPump |  | JSON/COBie/IFC | IfcFlowMovingDevice | 08bb2ecb-60df-4740-95bb-40dc1ea78f63 | assets[].classification.local_classification | 07_IFC_Metadata_EAV | 08bb2ecb-60df-4740-95bb-40dc1ea78f63
location.facility_id | DTP_Template | 2026-06-05 | LOI_Location | Component | Condenser Water Pump 01 | FAC-OFFICE-TOWER-A |  | JSON/COBie/IFC | IfcFlowMovingDevice | 08bb2ecb-60df-4740-95bb-40dc1ea78f63 | assets[].location.facility_id | 07_IFC_Metadata_EAV | 08bb2ecb-60df-4740-95bb-40dc1ea78f63
location.floor_id | DTP_Template | 2026-06-05 | LOI_Location | Component | Condenser Water Pump 01 | FL-B1 |  | JSON/COBie/IFC | IfcFlowMovingDevice | 08bb2ecb-60df-4740-95bb-40dc1ea78f63 | assets[].location.floor_id | 07_IFC_Metadata_EAV | 08bb2ecb-60df-4740-95bb-40dc1ea78f63
location.space_id | DTP_Template | 2026-06-05 | LOI_Location | Component | Condenser Water Pump 01 | SP-B1-CHILLER |  | JSON/COBie/IFC | IfcFlowMovingDevice | 08bb2ecb-60df-4740-95bb-40dc1ea78f63 | assets[].location.space_id | 07_IFC_Metadata_EAV | 08bb2ecb-60df-4740-95bb-40dc1ea78f63
location.zone_id | DTP_Template | 2026-06-05 | LOI_Location | Component | Condenser Water Pump 01 | ZONE-HVAC-B1-PLANT |  | JSON/COBie/IFC | IfcFlowMovingDevice | 08bb2ecb-60df-4740-95bb-40dc1ea78f63 | assets[].location.zone_id | 07_IFC_Metadata_EAV | 08bb2ecb-60df-4740-95bb-40dc1ea78f63
bim_mapping.ifc_guid | DTP_Template | 2026-06-05 | IFC_Core | Component | Condenser Water Pump 01 | 08bb2ecb-60df-4740-95bb-40dc1ea78f63 |  | JSON/COBie/IFC | IfcFlowMovingDevice | 08bb2ecb-60df-4740-95bb-40dc1ea78f63 | assets[].bim_mapping.ifc_guid | 07_IFC_Metadata_EAV | 08bb2ecb-60df-4740-95bb-40dc1ea78f63
bim_mapping.ifc_entity | DTP_Template | 2026-06-05 | IFC_Core | Component | Condenser Water Pump 01 | IfcFlowMovingDevice |  | JSON/COBie/IFC | IfcFlowMovingDevice | 08bb2ecb-60df-4740-95bb-40dc1ea78f63 | assets[].bim_mapping.ifc_entity | 07_IFC_Metadata_EAV | 08bb2ecb-60df-4740-95bb-40dc1ea78f63
bim_mapping.ifc_name | DTP_Template | 2026-06-05 | IFC_Core | Component | Condenser Water Pump 01 | Condenser Water Pump 01 |  | JSON/COBie/IFC | IfcFlowMovingDevice | 08bb2ecb-60df-4740-95bb-40dc1ea78f63 | assets[].bim_mapping.ifc_name | 07_IFC_Metadata_EAV | 08bb2ecb-60df-4740-95bb-40dc1ea78f63
bim_mapping.source_model_id | DTP_Template | 2026-06-05 | IFC_Core | Component | Condenser Water Pump 01 | IFC-MEP-001 |  | JSON/COBie/IFC | IfcFlowMovingDevice | 08bb2ecb-60df-4740-95bb-40dc1ea78f63 | assets[].bim_mapping.source_model_id | 07_IFC_Metadata_EAV | 08bb2ecb-60df-4740-95bb-40dc1ea78f63
bim_mapping.global_id_locked | DTP_Template | 2026-06-05 | IFC_Core | Component | Condenser Water Pump 01 | TRUE |  | JSON/COBie/IFC | IfcFlowMovingDevice | 08bb2ecb-60df-4740-95bb-40dc1ea78f63 | assets[].bim_mapping.global_id_locked | 07_IFC_Metadata_EAV | 08bb2ecb-60df-4740-95bb-40dc1ea78f63
cobie_mapping.component_name | DTP_Template | 2026-06-05 | Asset_Metadata | Component | Condenser Water Pump 01 | CWP-001 |  | JSON/COBie/IFC | IfcFlowMovingDevice | 08bb2ecb-60df-4740-95bb-40dc1ea78f63 | assets[].cobie_mapping.component_name | 07_IFC_Metadata_EAV | 08bb2ecb-60df-4740-95bb-40dc1ea78f63
cobie_mapping.type_name | DTP_Template | 2026-06-05 | Asset_Metadata | Component | Condenser Water Pump 01 | CondenserWaterPump |  | JSON/COBie/IFC | IfcFlowMovingDevice | 08bb2ecb-60df-4740-95bb-40dc1ea78f63 | assets[].cobie_mapping.type_name | 07_IFC_Metadata_EAV | 08bb2ecb-60df-4740-95bb-40dc1ea78f63
cobie_mapping.system_name | DTP_Template | 2026-06-05 | Asset_Metadata | Component | Condenser Water Pump 01 | HVAC |  | JSON/COBie/IFC | IfcFlowMovingDevice | 08bb2ecb-60df-4740-95bb-40dc1ea78f63 | assets[].cobie_mapping.system_name | 07_IFC_Metadata_EAV | 08bb2ecb-60df-4740-95bb-40dc1ea78f63
cobie_mapping.space_name | DTP_Template | 2026-06-05 | Asset_Metadata | Component | Condenser Water Pump 01 | SP-B1-CHILLER |  | JSON/COBie/IFC | IfcFlowMovingDevice | 08bb2ecb-60df-4740-95bb-40dc1ea78f63 | assets[].cobie_mapping.space_name | 07_IFC_Metadata_EAV | 08bb2ecb-60df-4740-95bb-40dc1ea78f63
manufacturer_data.manufacturer | DTP_Template | 2026-06-05 | LOI_Manufacturer | Component | Condenser Water Pump 01 | Generic Manufacturer |  | JSON/COBie/IFC | IfcFlowMovingDevice | 08bb2ecb-60df-4740-95bb-40dc1ea78f63 | assets[].manufacturer_data.manufacturer | 07_IFC_Metadata_EAV | 08bb2ecb-60df-4740-95bb-40dc1ea78f63
manufacturer_data.model | DTP_Template | 2026-06-05 | LOI_Manufacturer | Component | Condenser Water Pump 01 | Model-Placeholder |  | JSON/COBie/IFC | IfcFlowMovingDevice | 08bb2ecb-60df-4740-95bb-40dc1ea78f63 | assets[].manufacturer_data.model | 07_IFC_Metadata_EAV | 08bb2ecb-60df-4740-95bb-40dc1ea78f63
manufacturer_data.serial_number | DTP_Template | 2026-06-05 | LOI_Manufacturer | Component | Condenser Water Pump 01 | SN-CWP-001 |  | JSON/COBie/IFC | IfcFlowMovingDevice | 08bb2ecb-60df-4740-95bb-40dc1ea78f63 | assets[].manufacturer_data.serial_number | 07_IFC_Metadata_EAV | 08bb2ecb-60df-4740-95bb-40dc1ea78f63
manufacturer_data.installation_date | DTP_Template | 2026-06-05 | LOI_Manufacturer | Component | Condenser Water Pump 01 | 2026-05-15 |  | JSON/COBie/IFC | IfcFlowMovingDevice | 08bb2ecb-60df-4740-95bb-40dc1ea78f63 | assets[].manufacturer_data.installation_date | 07_IFC_Metadata_EAV | 08bb2ecb-60df-4740-95bb-40dc1ea78f63
manufacturer_data.warranty_start_date | DTP_Template | 2026-06-05 | LOI_Manufacturer | Component | Condenser Water Pump 01 | 2026-06-01 |  | JSON/COBie/IFC | IfcFlowMovingDevice | 08bb2ecb-60df-4740-95bb-40dc1ea78f63 | assets[].manufacturer_data.warranty_start_date | 07_IFC_Metadata_EAV | 08bb2ecb-60df-4740-95bb-40dc1ea78f63
manufacturer_data.warranty_end_date | DTP_Template | 2026-06-05 | LOI_Manufacturer | Component | Condenser Water Pump 01 | 2028-06-01 |  | JSON/COBie/IFC | IfcFlowMovingDevice | 08bb2ecb-60df-4740-95bb-40dc1ea78f63 | assets[].manufacturer_data.warranty_end_date | 07_IFC_Metadata_EAV | 08bb2ecb-60df-4740-95bb-40dc1ea78f63
operation_data.maintainable | DTP_Template | 2026-06-05 | LOI_Operation_Maintenance | Component | Condenser Water Pump 01 | TRUE |  | JSON/COBie/IFC | IfcFlowMovingDevice | 08bb2ecb-60df-4740-95bb-40dc1ea78f63 | assets[].operation_data.maintainable | 07_IFC_Metadata_EAV | 08bb2ecb-60df-4740-95bb-40dc1ea78f63
operation_data.criticality | DTP_Template | 2026-06-05 | LOI_Operation_Maintenance | Component | Condenser Water Pump 01 | Medium |  | JSON/COBie/IFC | IfcFlowMovingDevice | 08bb2ecb-60df-4740-95bb-40dc1ea78f63 | assets[].operation_data.criticality | 07_IFC_Metadata_EAV | 08bb2ecb-60df-4740-95bb-40dc1ea78f63
operation_data.expected_life_years | DTP_Template | 2026-06-05 | LOI_Operation_Maintenance | Component | Condenser Water Pump 01 | 15 |  | JSON/COBie/IFC | IfcFlowMovingDevice | 08bb2ecb-60df-4740-95bb-40dc1ea78f63 | assets[].operation_data.expected_life_years | 07_IFC_Metadata_EAV | 08bb2ecb-60df-4740-95bb-40dc1ea78f63
operation_data.maintenance_strategy | DTP_Template | 2026-06-05 | LOI_Operation_Maintenance | Component | Condenser Water Pump 01 | preventive_and_condition_based |  | JSON/COBie/IFC | IfcFlowMovingDevice | 08bb2ecb-60df-4740-95bb-40dc1ea78f63 | assets[].operation_data.maintenance_strategy | 07_IFC_Metadata_EAV | 08bb2ecb-60df-4740-95bb-40dc1ea78f63
operation_data.cmms_asset_id | DTP_Template | 2026-06-05 | LOI_Operation_Maintenance | Component | Condenser Water Pump 01 | CMMS-CWP-001 |  | JSON/COBie/IFC | IfcFlowMovingDevice | 08bb2ecb-60df-4740-95bb-40dc1ea78f63 | assets[].operation_data.cmms_asset_id | 07_IFC_Metadata_EAV | 08bb2ecb-60df-4740-95bb-40dc1ea78f63
operation_data.spare_part_group | DTP_Template | 2026-06-05 | LOI_Operation_Maintenance | Component | Condenser Water Pump 01 | SPARE-PUMP |  | JSON/COBie/IFC | IfcFlowMovingDevice | 08bb2ecb-60df-4740-95bb-40dc1ea78f63 | assets[].operation_data.spare_part_group | 07_IFC_Metadata_EAV | 08bb2ecb-60df-4740-95bb-40dc1ea78f63
operation_data.manual_url | DTP_Template | 2026-06-05 | LOI_Operation_Maintenance | Component | Condenser Water Pump 01 | https://example.com/om_manuals/CWP-001.pdf |  | JSON/COBie/IFC | IfcFlowMovingDevice | 08bb2ecb-60df-4740-95bb-40dc1ea78f63 | assets[].operation_data.manual_url | 07_IFC_Metadata_EAV | 08bb2ecb-60df-4740-95bb-40dc1ea78f63
digital_twin.dt_entity_type | DTP_Template | 2026-06-05 | DTP_Metadata | Component | Condenser Water Pump 01 | asset |  | JSON/COBie/IFC | IfcFlowMovingDevice | 08bb2ecb-60df-4740-95bb-40dc1ea78f63 | assets[].digital_twin.dt_entity_type | 07_IFC_Metadata_EAV | 08bb2ecb-60df-4740-95bb-40dc1ea78f63
digital_twin.state_source | DTP_Template | 2026-06-05 | DTP_Metadata | Component | Condenser Water Pump 01 | BMS/IoT/CMMS |  | JSON/COBie/IFC | IfcFlowMovingDevice | 08bb2ecb-60df-4740-95bb-40dc1ea78f63 | assets[].digital_twin.state_source | 07_IFC_Metadata_EAV | 08bb2ecb-60df-4740-95bb-40dc1ea78f63
digital_twin.realtime_enabled | DTP_Template | 2026-06-05 | DTP_Metadata | Component | Condenser Water Pump 01 | TRUE |  | JSON/COBie/IFC | IfcFlowMovingDevice | 08bb2ecb-60df-4740-95bb-40dc1ea78f63 | assets[].digital_twin.realtime_enabled | 07_IFC_Metadata_EAV | 08bb2ecb-60df-4740-95bb-40dc1ea78f63
digital_twin.history_enabled | DTP_Template | 2026-06-05 | DTP_Metadata | Component | Condenser Water Pump 01 | TRUE |  | JSON/COBie/IFC | IfcFlowMovingDevice | 08bb2ecb-60df-4740-95bb-40dc1ea78f63 | assets[].digital_twin.history_enabled | 07_IFC_Metadata_EAV | 08bb2ecb-60df-4740-95bb-40dc1ea78f63
digital_twin.visual_selectable | DTP_Template | 2026-06-05 | DTP_Metadata | Component | Condenser Water Pump 01 | TRUE |  | JSON/COBie/IFC | IfcFlowMovingDevice | 08bb2ecb-60df-4740-95bb-40dc1ea78f63 | assets[].digital_twin.visual_selectable | 07_IFC_Metadata_EAV | 08bb2ecb-60df-4740-95bb-40dc1ea78f63
digital_twin.visual_highlight_layer | DTP_Template | 2026-06-05 | DTP_Metadata | Component | Condenser Water Pump 01 | LAYER-ASSET-HVAC |  | JSON/COBie/IFC | IfcFlowMovingDevice | 08bb2ecb-60df-4740-95bb-40dc1ea78f63 | assets[].digital_twin.visual_highlight_layer | 07_IFC_Metadata_EAV | 08bb2ecb-60df-4740-95bb-40dc1ea78f63
tags[0] | DTP_Template | 2026-06-05 | Asset_Metadata | Component | Condenser Water Pump 01 | hvac |  | JSON/COBie/IFC | IfcFlowMovingDevice | 08bb2ecb-60df-4740-95bb-40dc1ea78f63 | assets[].tags[0] | 07_IFC_Metadata_EAV | 08bb2ecb-60df-4740-95bb-40dc1ea78f63
tags[1] | DTP_Template | 2026-06-05 | Asset_Metadata | Component | Condenser Water Pump 01 | pump |  | JSON/COBie/IFC | IfcFlowMovingDevice | 08bb2ecb-60df-4740-95bb-40dc1ea78f63 | assets[].tags[1] | 07_IFC_Metadata_EAV | 08bb2ecb-60df-4740-95bb-40dc1ea78f63
tags[2] | DTP_Template | 2026-06-05 | Asset_Metadata | Component | Condenser Water Pump 01 | condenserwaterpump |  | JSON/COBie/IFC | IfcFlowMovingDevice | 08bb2ecb-60df-4740-95bb-40dc1ea78f63 | assets[].tags[2] | 07_IFC_Metadata_EAV | 08bb2ecb-60df-4740-95bb-40dc1ea78f63
asset_id | DTP_Template | 2026-06-05 | Asset_Metadata | Component | Cooling Tower 01 | CT-001 |  | JSON/COBie/IFC | IfcEnergyConversionDevice | 5bfb7e78-c91b-4a89-965d-de801cb5108f | assets[].asset_id | 07_IFC_Metadata_EAV | 5bfb7e78-c91b-4a89-965d-de801cb5108f
asset_name | DTP_Template | 2026-06-05 | Asset_Metadata | Component | Cooling Tower 01 | Cooling Tower 01 |  | JSON/COBie/IFC | IfcEnergyConversionDevice | 5bfb7e78-c91b-4a89-965d-de801cb5108f | assets[].asset_name | 07_IFC_Metadata_EAV | 5bfb7e78-c91b-4a89-965d-de801cb5108f
asset_status | DTP_Template | 2026-06-05 | Asset_Metadata | Component | Cooling Tower 01 | in_service |  | JSON/COBie/IFC | IfcEnergyConversionDevice | 5bfb7e78-c91b-4a89-965d-de801cb5108f | assets[].asset_status | 07_IFC_Metadata_EAV | 5bfb7e78-c91b-4a89-965d-de801cb5108f
system | DTP_Template | 2026-06-05 | Asset_Metadata | Component | Cooling Tower 01 | HVAC |  | JSON/COBie/IFC | IfcEnergyConversionDevice | 5bfb7e78-c91b-4a89-965d-de801cb5108f | assets[].system | 07_IFC_Metadata_EAV | 5bfb7e78-c91b-4a89-965d-de801cb5108f
discipline | DTP_Template | 2026-06-05 | Asset_Metadata | Component | Cooling Tower 01 | MEP |  | JSON/COBie/IFC | IfcEnergyConversionDevice | 5bfb7e78-c91b-4a89-965d-de801cb5108f | assets[].discipline | 07_IFC_Metadata_EAV | 5bfb7e78-c91b-4a89-965d-de801cb5108f
category | DTP_Template | 2026-06-05 | Asset_Metadata | Component | Cooling Tower 01 | Cooling Tower |  | JSON/COBie/IFC | IfcEnergyConversionDevice | 5bfb7e78-c91b-4a89-965d-de801cb5108f | assets[].category | 07_IFC_Metadata_EAV | 5bfb7e78-c91b-4a89-965d-de801cb5108f
asset_type | DTP_Template | 2026-06-05 | Asset_Metadata | Component | Cooling Tower 01 | CoolingTower |  | JSON/COBie/IFC | IfcEnergyConversionDevice | 5bfb7e78-c91b-4a89-965d-de801cb5108f | assets[].asset_type | 07_IFC_Metadata_EAV | 5bfb7e78-c91b-4a89-965d-de801cb5108f
classification.uniclass_code | DTP_Template | 2026-06-05 | LOI_Classification | Component | Cooling Tower 01 | placeholder |  | JSON/COBie/IFC | IfcEnergyConversionDevice | 5bfb7e78-c91b-4a89-965d-de801cb5108f | assets[].classification.uniclass_code | 07_IFC_Metadata_EAV | 5bfb7e78-c91b-4a89-965d-de801cb5108f
classification.omniclass_code | DTP_Template | 2026-06-05 | LOI_Classification | Component | Cooling Tower 01 | placeholder |  | JSON/COBie/IFC | IfcEnergyConversionDevice | 5bfb7e78-c91b-4a89-965d-de801cb5108f | assets[].classification.omniclass_code | 07_IFC_Metadata_EAV | 5bfb7e78-c91b-4a89-965d-de801cb5108f
classification.local_classification | DTP_Template | 2026-06-05 | LOI_Classification | Component | Cooling Tower 01 | HVAC/Cooling Tower/CoolingTower |  | JSON/COBie/IFC | IfcEnergyConversionDevice | 5bfb7e78-c91b-4a89-965d-de801cb5108f | assets[].classification.local_classification | 07_IFC_Metadata_EAV | 5bfb7e78-c91b-4a89-965d-de801cb5108f
location.facility_id | DTP_Template | 2026-06-05 | LOI_Location | Component | Cooling Tower 01 | FAC-OFFICE-TOWER-A |  | JSON/COBie/IFC | IfcEnergyConversionDevice | 5bfb7e78-c91b-4a89-965d-de801cb5108f | assets[].location.facility_id | 07_IFC_Metadata_EAV | 5bfb7e78-c91b-4a89-965d-de801cb5108f
location.floor_id | DTP_Template | 2026-06-05 | LOI_Location | Component | Cooling Tower 01 | FL-ROOF |  | JSON/COBie/IFC | IfcEnergyConversionDevice | 5bfb7e78-c91b-4a89-965d-de801cb5108f | assets[].location.floor_id | 07_IFC_Metadata_EAV | 5bfb7e78-c91b-4a89-965d-de801cb5108f
location.space_id | DTP_Template | 2026-06-05 | LOI_Location | Component | Cooling Tower 01 | SP-ROOF-SOLAR |  | JSON/COBie/IFC | IfcEnergyConversionDevice | 5bfb7e78-c91b-4a89-965d-de801cb5108f | assets[].location.space_id | 07_IFC_Metadata_EAV | 5bfb7e78-c91b-4a89-965d-de801cb5108f
location.zone_id | DTP_Template | 2026-06-05 | LOI_Location | Component | Cooling Tower 01 | ZONE-ROOF-TECH |  | JSON/COBie/IFC | IfcEnergyConversionDevice | 5bfb7e78-c91b-4a89-965d-de801cb5108f | assets[].location.zone_id | 07_IFC_Metadata_EAV | 5bfb7e78-c91b-4a89-965d-de801cb5108f
bim_mapping.ifc_guid | DTP_Template | 2026-06-05 | IFC_Core | Component | Cooling Tower 01 | 5bfb7e78-c91b-4a89-965d-de801cb5108f |  | JSON/COBie/IFC | IfcEnergyConversionDevice | 5bfb7e78-c91b-4a89-965d-de801cb5108f | assets[].bim_mapping.ifc_guid | 07_IFC_Metadata_EAV | 5bfb7e78-c91b-4a89-965d-de801cb5108f
bim_mapping.ifc_entity | DTP_Template | 2026-06-05 | IFC_Core | Component | Cooling Tower 01 | IfcEnergyConversionDevice |  | JSON/COBie/IFC | IfcEnergyConversionDevice | 5bfb7e78-c91b-4a89-965d-de801cb5108f | assets[].bim_mapping.ifc_entity | 07_IFC_Metadata_EAV | 5bfb7e78-c91b-4a89-965d-de801cb5108f
bim_mapping.ifc_name | DTP_Template | 2026-06-05 | IFC_Core | Component | Cooling Tower 01 | Cooling Tower 01 |  | JSON/COBie/IFC | IfcEnergyConversionDevice | 5bfb7e78-c91b-4a89-965d-de801cb5108f | assets[].bim_mapping.ifc_name | 07_IFC_Metadata_EAV | 5bfb7e78-c91b-4a89-965d-de801cb5108f
bim_mapping.source_model_id | DTP_Template | 2026-06-05 | IFC_Core | Component | Cooling Tower 01 | IFC-MEP-001 |  | JSON/COBie/IFC | IfcEnergyConversionDevice | 5bfb7e78-c91b-4a89-965d-de801cb5108f | assets[].bim_mapping.source_model_id | 07_IFC_Metadata_EAV | 5bfb7e78-c91b-4a89-965d-de801cb5108f
bim_mapping.global_id_locked | DTP_Template | 2026-06-05 | IFC_Core | Component | Cooling Tower 01 | TRUE |  | JSON/COBie/IFC | IfcEnergyConversionDevice | 5bfb7e78-c91b-4a89-965d-de801cb5108f | assets[].bim_mapping.global_id_locked | 07_IFC_Metadata_EAV | 5bfb7e78-c91b-4a89-965d-de801cb5108f
cobie_mapping.component_name | DTP_Template | 2026-06-05 | Asset_Metadata | Component | Cooling Tower 01 | CT-001 |  | JSON/COBie/IFC | IfcEnergyConversionDevice | 5bfb7e78-c91b-4a89-965d-de801cb5108f | assets[].cobie_mapping.component_name | 07_IFC_Metadata_EAV | 5bfb7e78-c91b-4a89-965d-de801cb5108f
cobie_mapping.type_name | DTP_Template | 2026-06-05 | Asset_Metadata | Component | Cooling Tower 01 | CoolingTower |  | JSON/COBie/IFC | IfcEnergyConversionDevice | 5bfb7e78-c91b-4a89-965d-de801cb5108f | assets[].cobie_mapping.type_name | 07_IFC_Metadata_EAV | 5bfb7e78-c91b-4a89-965d-de801cb5108f
cobie_mapping.system_name | DTP_Template | 2026-06-05 | Asset_Metadata | Component | Cooling Tower 01 | HVAC |  | JSON/COBie/IFC | IfcEnergyConversionDevice | 5bfb7e78-c91b-4a89-965d-de801cb5108f | assets[].cobie_mapping.system_name | 07_IFC_Metadata_EAV | 5bfb7e78-c91b-4a89-965d-de801cb5108f
cobie_mapping.space_name | DTP_Template | 2026-06-05 | Asset_Metadata | Component | Cooling Tower 01 | SP-ROOF-SOLAR |  | JSON/COBie/IFC | IfcEnergyConversionDevice | 5bfb7e78-c91b-4a89-965d-de801cb5108f | assets[].cobie_mapping.space_name | 07_IFC_Metadata_EAV | 5bfb7e78-c91b-4a89-965d-de801cb5108f
manufacturer_data.manufacturer | DTP_Template | 2026-06-05 | LOI_Manufacturer | Component | Cooling Tower 01 | Generic Manufacturer |  | JSON/COBie/IFC | IfcEnergyConversionDevice | 5bfb7e78-c91b-4a89-965d-de801cb5108f | assets[].manufacturer_data.manufacturer | 07_IFC_Metadata_EAV | 5bfb7e78-c91b-4a89-965d-de801cb5108f
manufacturer_data.model | DTP_Template | 2026-06-05 | LOI_Manufacturer | Component | Cooling Tower 01 | Model-Placeholder |  | JSON/COBie/IFC | IfcEnergyConversionDevice | 5bfb7e78-c91b-4a89-965d-de801cb5108f | assets[].manufacturer_data.model | 07_IFC_Metadata_EAV | 5bfb7e78-c91b-4a89-965d-de801cb5108f
manufacturer_data.serial_number | DTP_Template | 2026-06-05 | LOI_Manufacturer | Component | Cooling Tower 01 | SN-CT-001 |  | JSON/COBie/IFC | IfcEnergyConversionDevice | 5bfb7e78-c91b-4a89-965d-de801cb5108f | assets[].manufacturer_data.serial_number | 07_IFC_Metadata_EAV | 5bfb7e78-c91b-4a89-965d-de801cb5108f
manufacturer_data.installation_date | DTP_Template | 2026-06-05 | LOI_Manufacturer | Component | Cooling Tower 01 | 2026-05-15 |  | JSON/COBie/IFC | IfcEnergyConversionDevice | 5bfb7e78-c91b-4a89-965d-de801cb5108f | assets[].manufacturer_data.installation_date | 07_IFC_Metadata_EAV | 5bfb7e78-c91b-4a89-965d-de801cb5108f
manufacturer_data.warranty_start_date | DTP_Template | 2026-06-05 | LOI_Manufacturer | Component | Cooling Tower 01 | 2026-06-01 |  | JSON/COBie/IFC | IfcEnergyConversionDevice | 5bfb7e78-c91b-4a89-965d-de801cb5108f | assets[].manufacturer_data.warranty_start_date | 07_IFC_Metadata_EAV | 5bfb7e78-c91b-4a89-965d-de801cb5108f
manufacturer_data.warranty_end_date | DTP_Template | 2026-06-05 | LOI_Manufacturer | Component | Cooling Tower 01 | 2028-06-01 |  | JSON/COBie/IFC | IfcEnergyConversionDevice | 5bfb7e78-c91b-4a89-965d-de801cb5108f | assets[].manufacturer_data.warranty_end_date | 07_IFC_Metadata_EAV | 5bfb7e78-c91b-4a89-965d-de801cb5108f
operation_data.maintainable | DTP_Template | 2026-06-05 | LOI_Operation_Maintenance | Component | Cooling Tower 01 | TRUE |  | JSON/COBie/IFC | IfcEnergyConversionDevice | 5bfb7e78-c91b-4a89-965d-de801cb5108f | assets[].operation_data.maintainable | 07_IFC_Metadata_EAV | 5bfb7e78-c91b-4a89-965d-de801cb5108f
operation_data.criticality | DTP_Template | 2026-06-05 | LOI_Operation_Maintenance | Component | Cooling Tower 01 | Medium |  | JSON/COBie/IFC | IfcEnergyConversionDevice | 5bfb7e78-c91b-4a89-965d-de801cb5108f | assets[].operation_data.criticality | 07_IFC_Metadata_EAV | 5bfb7e78-c91b-4a89-965d-de801cb5108f
operation_data.expected_life_years | DTP_Template | 2026-06-05 | LOI_Operation_Maintenance | Component | Cooling Tower 01 | 15 |  | JSON/COBie/IFC | IfcEnergyConversionDevice | 5bfb7e78-c91b-4a89-965d-de801cb5108f | assets[].operation_data.expected_life_years | 07_IFC_Metadata_EAV | 5bfb7e78-c91b-4a89-965d-de801cb5108f
operation_data.maintenance_strategy | DTP_Template | 2026-06-05 | LOI_Operation_Maintenance | Component | Cooling Tower 01 | preventive_and_condition_based |  | JSON/COBie/IFC | IfcEnergyConversionDevice | 5bfb7e78-c91b-4a89-965d-de801cb5108f | assets[].operation_data.maintenance_strategy | 07_IFC_Metadata_EAV | 5bfb7e78-c91b-4a89-965d-de801cb5108f
operation_data.cmms_asset_id | DTP_Template | 2026-06-05 | LOI_Operation_Maintenance | Component | Cooling Tower 01 | CMMS-CT-001 |  | JSON/COBie/IFC | IfcEnergyConversionDevice | 5bfb7e78-c91b-4a89-965d-de801cb5108f | assets[].operation_data.cmms_asset_id | 07_IFC_Metadata_EAV | 5bfb7e78-c91b-4a89-965d-de801cb5108f
operation_data.spare_part_group | DTP_Template | 2026-06-05 | LOI_Operation_Maintenance | Component | Cooling Tower 01 | SPARE-COOLING-TOWER |  | JSON/COBie/IFC | IfcEnergyConversionDevice | 5bfb7e78-c91b-4a89-965d-de801cb5108f | assets[].operation_data.spare_part_group | 07_IFC_Metadata_EAV | 5bfb7e78-c91b-4a89-965d-de801cb5108f
operation_data.manual_url | DTP_Template | 2026-06-05 | LOI_Operation_Maintenance | Component | Cooling Tower 01 | https://example.com/om_manuals/CT-001.pdf |  | JSON/COBie/IFC | IfcEnergyConversionDevice | 5bfb7e78-c91b-4a89-965d-de801cb5108f | assets[].operation_data.manual_url | 07_IFC_Metadata_EAV | 5bfb7e78-c91b-4a89-965d-de801cb5108f
digital_twin.dt_entity_type | DTP_Template | 2026-06-05 | DTP_Metadata | Component | Cooling Tower 01 | asset |  | JSON/COBie/IFC | IfcEnergyConversionDevice | 5bfb7e78-c91b-4a89-965d-de801cb5108f | assets[].digital_twin.dt_entity_type | 07_IFC_Metadata_EAV | 5bfb7e78-c91b-4a89-965d-de801cb5108f
digital_twin.state_source | DTP_Template | 2026-06-05 | DTP_Metadata | Component | Cooling Tower 01 | BMS/IoT/CMMS |  | JSON/COBie/IFC | IfcEnergyConversionDevice | 5bfb7e78-c91b-4a89-965d-de801cb5108f | assets[].digital_twin.state_source | 07_IFC_Metadata_EAV | 5bfb7e78-c91b-4a89-965d-de801cb5108f
digital_twin.realtime_enabled | DTP_Template | 2026-06-05 | DTP_Metadata | Component | Cooling Tower 01 | TRUE |  | JSON/COBie/IFC | IfcEnergyConversionDevice | 5bfb7e78-c91b-4a89-965d-de801cb5108f | assets[].digital_twin.realtime_enabled | 07_IFC_Metadata_EAV | 5bfb7e78-c91b-4a89-965d-de801cb5108f
digital_twin.history_enabled | DTP_Template | 2026-06-05 | DTP_Metadata | Component | Cooling Tower 01 | TRUE |  | JSON/COBie/IFC | IfcEnergyConversionDevice | 5bfb7e78-c91b-4a89-965d-de801cb5108f | assets[].digital_twin.history_enabled | 07_IFC_Metadata_EAV | 5bfb7e78-c91b-4a89-965d-de801cb5108f
digital_twin.visual_selectable | DTP_Template | 2026-06-05 | DTP_Metadata | Component | Cooling Tower 01 | TRUE |  | JSON/COBie/IFC | IfcEnergyConversionDevice | 5bfb7e78-c91b-4a89-965d-de801cb5108f | assets[].digital_twin.visual_selectable | 07_IFC_Metadata_EAV | 5bfb7e78-c91b-4a89-965d-de801cb5108f
digital_twin.visual_highlight_layer | DTP_Template | 2026-06-05 | DTP_Metadata | Component | Cooling Tower 01 | LAYER-ASSET-HVAC |  | JSON/COBie/IFC | IfcEnergyConversionDevice | 5bfb7e78-c91b-4a89-965d-de801cb5108f | assets[].digital_twin.visual_highlight_layer | 07_IFC_Metadata_EAV | 5bfb7e78-c91b-4a89-965d-de801cb5108f
tags[0] | DTP_Template | 2026-06-05 | Asset_Metadata | Component | Cooling Tower 01 | hvac |  | JSON/COBie/IFC | IfcEnergyConversionDevice | 5bfb7e78-c91b-4a89-965d-de801cb5108f | assets[].tags[0] | 07_IFC_Metadata_EAV | 5bfb7e78-c91b-4a89-965d-de801cb5108f
tags[1] | DTP_Template | 2026-06-05 | Asset_Metadata | Component | Cooling Tower 01 | cooling_tower |  | JSON/COBie/IFC | IfcEnergyConversionDevice | 5bfb7e78-c91b-4a89-965d-de801cb5108f | assets[].tags[1] | 07_IFC_Metadata_EAV | 5bfb7e78-c91b-4a89-965d-de801cb5108f
tags[2] | DTP_Template | 2026-06-05 | Asset_Metadata | Component | Cooling Tower 01 | coolingtower |  | JSON/COBie/IFC | IfcEnergyConversionDevice | 5bfb7e78-c91b-4a89-965d-de801cb5108f | assets[].tags[2] | 07_IFC_Metadata_EAV | 5bfb7e78-c91b-4a89-965d-de801cb5108f
asset_id | DTP_Template | 2026-06-05 | Asset_Metadata | Component | Air Handling Unit L04-01 | AHU-L04-001 |  | JSON/COBie/IFC | IfcFlowTreatmentDevice | 6f9aa529-3c8c-41e6-a964-a3af049921c5 | assets[].asset_id | 07_IFC_Metadata_EAV | 6f9aa529-3c8c-41e6-a964-a3af049921c5
asset_name | DTP_Template | 2026-06-05 | Asset_Metadata | Component | Air Handling Unit L04-01 | Air Handling Unit L04-01 |  | JSON/COBie/IFC | IfcFlowTreatmentDevice | 6f9aa529-3c8c-41e6-a964-a3af049921c5 | assets[].asset_name | 07_IFC_Metadata_EAV | 6f9aa529-3c8c-41e6-a964-a3af049921c5
asset_status | DTP_Template | 2026-06-05 | Asset_Metadata | Component | Air Handling Unit L04-01 | in_service |  | JSON/COBie/IFC | IfcFlowTreatmentDevice | 6f9aa529-3c8c-41e6-a964-a3af049921c5 | assets[].asset_status | 07_IFC_Metadata_EAV | 6f9aa529-3c8c-41e6-a964-a3af049921c5
system | DTP_Template | 2026-06-05 | Asset_Metadata | Component | Air Handling Unit L04-01 | HVAC |  | JSON/COBie/IFC | IfcFlowTreatmentDevice | 6f9aa529-3c8c-41e6-a964-a3af049921c5 | assets[].system | 07_IFC_Metadata_EAV | 6f9aa529-3c8c-41e6-a964-a3af049921c5
discipline | DTP_Template | 2026-06-05 | Asset_Metadata | Component | Air Handling Unit L04-01 | MEP |  | JSON/COBie/IFC | IfcFlowTreatmentDevice | 6f9aa529-3c8c-41e6-a964-a3af049921c5 | assets[].discipline | 07_IFC_Metadata_EAV | 6f9aa529-3c8c-41e6-a964-a3af049921c5
category | DTP_Template | 2026-06-05 | Asset_Metadata | Component | Air Handling Unit L04-01 | Air Handling Unit |  | JSON/COBie/IFC | IfcFlowTreatmentDevice | 6f9aa529-3c8c-41e6-a964-a3af049921c5 | assets[].category | 07_IFC_Metadata_EAV | 6f9aa529-3c8c-41e6-a964-a3af049921c5
asset_type | DTP_Template | 2026-06-05 | Asset_Metadata | Component | Air Handling Unit L04-01 | AHU |  | JSON/COBie/IFC | IfcFlowTreatmentDevice | 6f9aa529-3c8c-41e6-a964-a3af049921c5 | assets[].asset_type | 07_IFC_Metadata_EAV | 6f9aa529-3c8c-41e6-a964-a3af049921c5
classification.uniclass_code | DTP_Template | 2026-06-05 | LOI_Classification | Component | Air Handling Unit L04-01 | placeholder |  | JSON/COBie/IFC | IfcFlowTreatmentDevice | 6f9aa529-3c8c-41e6-a964-a3af049921c5 | assets[].classification.uniclass_code | 07_IFC_Metadata_EAV | 6f9aa529-3c8c-41e6-a964-a3af049921c5
classification.omniclass_code | DTP_Template | 2026-06-05 | LOI_Classification | Component | Air Handling Unit L04-01 | placeholder |  | JSON/COBie/IFC | IfcFlowTreatmentDevice | 6f9aa529-3c8c-41e6-a964-a3af049921c5 | assets[].classification.omniclass_code | 07_IFC_Metadata_EAV | 6f9aa529-3c8c-41e6-a964-a3af049921c5
classification.local_classification | DTP_Template | 2026-06-05 | LOI_Classification | Component | Air Handling Unit L04-01 | HVAC/Air Handling Unit/AHU |  | JSON/COBie/IFC | IfcFlowTreatmentDevice | 6f9aa529-3c8c-41e6-a964-a3af049921c5 | assets[].classification.local_classification | 07_IFC_Metadata_EAV | 6f9aa529-3c8c-41e6-a964-a3af049921c5
location.facility_id | DTP_Template | 2026-06-05 | LOI_Location | Component | Air Handling Unit L04-01 | FAC-OFFICE-TOWER-A |  | JSON/COBie/IFC | IfcFlowTreatmentDevice | 6f9aa529-3c8c-41e6-a964-a3af049921c5 | assets[].location.facility_id | 07_IFC_Metadata_EAV | 6f9aa529-3c8c-41e6-a964-a3af049921c5
location.floor_id | DTP_Template | 2026-06-05 | LOI_Location | Component | Air Handling Unit L04-01 | FL-L04 |  | JSON/COBie/IFC | IfcFlowTreatmentDevice | 6f9aa529-3c8c-41e6-a964-a3af049921c5 | assets[].location.floor_id | 07_IFC_Metadata_EAV | 6f9aa529-3c8c-41e6-a964-a3af049921c5
location.space_id | DTP_Template | 2026-06-05 | LOI_Location | Component | Air Handling Unit L04-01 | SP-L04-AHU |  | JSON/COBie/IFC | IfcFlowTreatmentDevice | 6f9aa529-3c8c-41e6-a964-a3af049921c5 | assets[].location.space_id | 07_IFC_Metadata_EAV | 6f9aa529-3c8c-41e6-a964-a3af049921c5
location.zone_id | DTP_Template | 2026-06-05 | LOI_Location | Component | Air Handling Unit L04-01 | ZONE-OFFICE-L05 |  | JSON/COBie/IFC | IfcFlowTreatmentDevice | 6f9aa529-3c8c-41e6-a964-a3af049921c5 | assets[].location.zone_id | 07_IFC_Metadata_EAV | 6f9aa529-3c8c-41e6-a964-a3af049921c5
bim_mapping.ifc_guid | DTP_Template | 2026-06-05 | IFC_Core | Component | Air Handling Unit L04-01 | 6f9aa529-3c8c-41e6-a964-a3af049921c5 |  | JSON/COBie/IFC | IfcFlowTreatmentDevice | 6f9aa529-3c8c-41e6-a964-a3af049921c5 | assets[].bim_mapping.ifc_guid | 07_IFC_Metadata_EAV | 6f9aa529-3c8c-41e6-a964-a3af049921c5
bim_mapping.ifc_entity | DTP_Template | 2026-06-05 | IFC_Core | Component | Air Handling Unit L04-01 | IfcFlowTreatmentDevice |  | JSON/COBie/IFC | IfcFlowTreatmentDevice | 6f9aa529-3c8c-41e6-a964-a3af049921c5 | assets[].bim_mapping.ifc_entity | 07_IFC_Metadata_EAV | 6f9aa529-3c8c-41e6-a964-a3af049921c5
bim_mapping.ifc_name | DTP_Template | 2026-06-05 | IFC_Core | Component | Air Handling Unit L04-01 | Air Handling Unit L04-01 |  | JSON/COBie/IFC | IfcFlowTreatmentDevice | 6f9aa529-3c8c-41e6-a964-a3af049921c5 | assets[].bim_mapping.ifc_name | 07_IFC_Metadata_EAV | 6f9aa529-3c8c-41e6-a964-a3af049921c5
bim_mapping.source_model_id | DTP_Template | 2026-06-05 | IFC_Core | Component | Air Handling Unit L04-01 | IFC-MEP-001 |  | JSON/COBie/IFC | IfcFlowTreatmentDevice | 6f9aa529-3c8c-41e6-a964-a3af049921c5 | assets[].bim_mapping.source_model_id | 07_IFC_Metadata_EAV | 6f9aa529-3c8c-41e6-a964-a3af049921c5
bim_mapping.global_id_locked | DTP_Template | 2026-06-05 | IFC_Core | Component | Air Handling Unit L04-01 | TRUE |  | JSON/COBie/IFC | IfcFlowTreatmentDevice | 6f9aa529-3c8c-41e6-a964-a3af049921c5 | assets[].bim_mapping.global_id_locked | 07_IFC_Metadata_EAV | 6f9aa529-3c8c-41e6-a964-a3af049921c5
cobie_mapping.component_name | DTP_Template | 2026-06-05 | Asset_Metadata | Component | Air Handling Unit L04-01 | AHU-L04-001 |  | JSON/COBie/IFC | IfcFlowTreatmentDevice | 6f9aa529-3c8c-41e6-a964-a3af049921c5 | assets[].cobie_mapping.component_name | 07_IFC_Metadata_EAV | 6f9aa529-3c8c-41e6-a964-a3af049921c5
cobie_mapping.type_name | DTP_Template | 2026-06-05 | Asset_Metadata | Component | Air Handling Unit L04-01 | AHU |  | JSON/COBie/IFC | IfcFlowTreatmentDevice | 6f9aa529-3c8c-41e6-a964-a3af049921c5 | assets[].cobie_mapping.type_name | 07_IFC_Metadata_EAV | 6f9aa529-3c8c-41e6-a964-a3af049921c5
cobie_mapping.system_name | DTP_Template | 2026-06-05 | Asset_Metadata | Component | Air Handling Unit L04-01 | HVAC |  | JSON/COBie/IFC | IfcFlowTreatmentDevice | 6f9aa529-3c8c-41e6-a964-a3af049921c5 | assets[].cobie_mapping.system_name | 07_IFC_Metadata_EAV | 6f9aa529-3c8c-41e6-a964-a3af049921c5
cobie_mapping.space_name | DTP_Template | 2026-06-05 | Asset_Metadata | Component | Air Handling Unit L04-01 | SP-L04-AHU |  | JSON/COBie/IFC | IfcFlowTreatmentDevice | 6f9aa529-3c8c-41e6-a964-a3af049921c5 | assets[].cobie_mapping.space_name | 07_IFC_Metadata_EAV | 6f9aa529-3c8c-41e6-a964-a3af049921c5
manufacturer_data.manufacturer | DTP_Template | 2026-06-05 | LOI_Manufacturer | Component | Air Handling Unit L04-01 | Daikin |  | JSON/COBie/IFC | IfcFlowTreatmentDevice | 6f9aa529-3c8c-41e6-a964-a3af049921c5 | assets[].manufacturer_data.manufacturer | 07_IFC_Metadata_EAV | 6f9aa529-3c8c-41e6-a964-a3af049921c5
manufacturer_data.model | DTP_Template | 2026-06-05 | LOI_Manufacturer | Component | Air Handling Unit L04-01 | AHU-X500 |  | JSON/COBie/IFC | IfcFlowTreatmentDevice | 6f9aa529-3c8c-41e6-a964-a3af049921c5 | assets[].manufacturer_data.model | 07_IFC_Metadata_EAV | 6f9aa529-3c8c-41e6-a964-a3af049921c5
manufacturer_data.serial_number | DTP_Template | 2026-06-05 | LOI_Manufacturer | Component | Air Handling Unit L04-01 | SN-AHU-L04-001 |  | JSON/COBie/IFC | IfcFlowTreatmentDevice | 6f9aa529-3c8c-41e6-a964-a3af049921c5 | assets[].manufacturer_data.serial_number | 07_IFC_Metadata_EAV | 6f9aa529-3c8c-41e6-a964-a3af049921c5
manufacturer_data.installation_date | DTP_Template | 2026-06-05 | LOI_Manufacturer | Component | Air Handling Unit L04-01 | 2026-05-15 |  | JSON/COBie/IFC | IfcFlowTreatmentDevice | 6f9aa529-3c8c-41e6-a964-a3af049921c5 | assets[].manufacturer_data.installation_date | 07_IFC_Metadata_EAV | 6f9aa529-3c8c-41e6-a964-a3af049921c5
manufacturer_data.warranty_start_date | DTP_Template | 2026-06-05 | LOI_Manufacturer | Component | Air Handling Unit L04-01 | 2026-06-01 |  | JSON/COBie/IFC | IfcFlowTreatmentDevice | 6f9aa529-3c8c-41e6-a964-a3af049921c5 | assets[].manufacturer_data.warranty_start_date | 07_IFC_Metadata_EAV | 6f9aa529-3c8c-41e6-a964-a3af049921c5
manufacturer_data.warranty_end_date | DTP_Template | 2026-06-05 | LOI_Manufacturer | Component | Air Handling Unit L04-01 | 2028-06-01 |  | JSON/COBie/IFC | IfcFlowTreatmentDevice | 6f9aa529-3c8c-41e6-a964-a3af049921c5 | assets[].manufacturer_data.warranty_end_date | 07_IFC_Metadata_EAV | 6f9aa529-3c8c-41e6-a964-a3af049921c5
operation_data.maintainable | DTP_Template | 2026-06-05 | LOI_Operation_Maintenance | Component | Air Handling Unit L04-01 | TRUE |  | JSON/COBie/IFC | IfcFlowTreatmentDevice | 6f9aa529-3c8c-41e6-a964-a3af049921c5 | assets[].operation_data.maintainable | 07_IFC_Metadata_EAV | 6f9aa529-3c8c-41e6-a964-a3af049921c5
operation_data.criticality | DTP_Template | 2026-06-05 | LOI_Operation_Maintenance | Component | Air Handling Unit L04-01 | Medium |  | JSON/COBie/IFC | IfcFlowTreatmentDevice | 6f9aa529-3c8c-41e6-a964-a3af049921c5 | assets[].operation_data.criticality | 07_IFC_Metadata_EAV | 6f9aa529-3c8c-41e6-a964-a3af049921c5
operation_data.expected_life_years | DTP_Template | 2026-06-05 | LOI_Operation_Maintenance | Component | Air Handling Unit L04-01 | 15 |  | JSON/COBie/IFC | IfcFlowTreatmentDevice | 6f9aa529-3c8c-41e6-a964-a3af049921c5 | assets[].operation_data.expected_life_years | 07_IFC_Metadata_EAV | 6f9aa529-3c8c-41e6-a964-a3af049921c5
operation_data.maintenance_strategy | DTP_Template | 2026-06-05 | LOI_Operation_Maintenance | Component | Air Handling Unit L04-01 | preventive_and_condition_based |  | JSON/COBie/IFC | IfcFlowTreatmentDevice | 6f9aa529-3c8c-41e6-a964-a3af049921c5 | assets[].operation_data.maintenance_strategy | 07_IFC_Metadata_EAV | 6f9aa529-3c8c-41e6-a964-a3af049921c5
operation_data.cmms_asset_id | DTP_Template | 2026-06-05 | LOI_Operation_Maintenance | Component | Air Handling Unit L04-01 | CMMS-AHU-L04-001 |  | JSON/COBie/IFC | IfcFlowTreatmentDevice | 6f9aa529-3c8c-41e6-a964-a3af049921c5 | assets[].operation_data.cmms_asset_id | 07_IFC_Metadata_EAV | 6f9aa529-3c8c-41e6-a964-a3af049921c5
operation_data.spare_part_group | DTP_Template | 2026-06-05 | LOI_Operation_Maintenance | Component | Air Handling Unit L04-01 | SPARE-AIR-HANDLING-UNIT |  | JSON/COBie/IFC | IfcFlowTreatmentDevice | 6f9aa529-3c8c-41e6-a964-a3af049921c5 | assets[].operation_data.spare_part_group | 07_IFC_Metadata_EAV | 6f9aa529-3c8c-41e6-a964-a3af049921c5
operation_data.manual_url | DTP_Template | 2026-06-05 | LOI_Operation_Maintenance | Component | Air Handling Unit L04-01 | https://example.com/om_manuals/AHU-L04-001.pdf |  | JSON/COBie/IFC | IfcFlowTreatmentDevice | 6f9aa529-3c8c-41e6-a964-a3af049921c5 | assets[].operation_data.manual_url | 07_IFC_Metadata_EAV | 6f9aa529-3c8c-41e6-a964-a3af049921c5
digital_twin.dt_entity_type | DTP_Template | 2026-06-05 | DTP_Metadata | Component | Air Handling Unit L04-01 | asset |  | JSON/COBie/IFC | IfcFlowTreatmentDevice | 6f9aa529-3c8c-41e6-a964-a3af049921c5 | assets[].digital_twin.dt_entity_type | 07_IFC_Metadata_EAV | 6f9aa529-3c8c-41e6-a964-a3af049921c5
digital_twin.state_source | DTP_Template | 2026-06-05 | DTP_Metadata | Component | Air Handling Unit L04-01 | BMS/IoT/CMMS |  | JSON/COBie/IFC | IfcFlowTreatmentDevice | 6f9aa529-3c8c-41e6-a964-a3af049921c5 | assets[].digital_twin.state_source | 07_IFC_Metadata_EAV | 6f9aa529-3c8c-41e6-a964-a3af049921c5
digital_twin.realtime_enabled | DTP_Template | 2026-06-05 | DTP_Metadata | Component | Air Handling Unit L04-01 | TRUE |  | JSON/COBie/IFC | IfcFlowTreatmentDevice | 6f9aa529-3c8c-41e6-a964-a3af049921c5 | assets[].digital_twin.realtime_enabled | 07_IFC_Metadata_EAV | 6f9aa529-3c8c-41e6-a964-a3af049921c5
digital_twin.history_enabled | DTP_Template | 2026-06-05 | DTP_Metadata | Component | Air Handling Unit L04-01 | TRUE |  | JSON/COBie/IFC | IfcFlowTreatmentDevice | 6f9aa529-3c8c-41e6-a964-a3af049921c5 | assets[].digital_twin.history_enabled | 07_IFC_Metadata_EAV | 6f9aa529-3c8c-41e6-a964-a3af049921c5
digital_twin.visual_selectable | DTP_Template | 2026-06-05 | DTP_Metadata | Component | Air Handling Unit L04-01 | TRUE |  | JSON/COBie/IFC | IfcFlowTreatmentDevice | 6f9aa529-3c8c-41e6-a964-a3af049921c5 | assets[].digital_twin.visual_selectable | 07_IFC_Metadata_EAV | 6f9aa529-3c8c-41e6-a964-a3af049921c5
digital_twin.visual_highlight_layer | DTP_Template | 2026-06-05 | DTP_Metadata | Component | Air Handling Unit L04-01 | LAYER-ASSET-HVAC |  | JSON/COBie/IFC | IfcFlowTreatmentDevice | 6f9aa529-3c8c-41e6-a964-a3af049921c5 | assets[].digital_twin.visual_highlight_layer | 07_IFC_Metadata_EAV | 6f9aa529-3c8c-41e6-a964-a3af049921c5
tags[0] | DTP_Template | 2026-06-05 | Asset_Metadata | Component | Air Handling Unit L04-01 | hvac |  | JSON/COBie/IFC | IfcFlowTreatmentDevice | 6f9aa529-3c8c-41e6-a964-a3af049921c5 | assets[].tags[0] | 07_IFC_Metadata_EAV | 6f9aa529-3c8c-41e6-a964-a3af049921c5
tags[1] | DTP_Template | 2026-06-05 | Asset_Metadata | Component | Air Handling Unit L04-01 | air_handling_unit |  | JSON/COBie/IFC | IfcFlowTreatmentDevice | 6f9aa529-3c8c-41e6-a964-a3af049921c5 | assets[].tags[1] | 07_IFC_Metadata_EAV | 6f9aa529-3c8c-41e6-a964-a3af049921c5
tags[2] | DTP_Template | 2026-06-05 | Asset_Metadata | Component | Air Handling Unit L04-01 | ahu |  | JSON/COBie/IFC | IfcFlowTreatmentDevice | 6f9aa529-3c8c-41e6-a964-a3af049921c5 | assets[].tags[2] | 07_IFC_Metadata_EAV | 6f9aa529-3c8c-41e6-a964-a3af049921c5
asset_id | DTP_Template | 2026-06-05 | Asset_Metadata | Component | Fan Coil Unit L02-001 | FCU-L02-001 |  | JSON/COBie/IFC | IfcFlowTerminal | 007f4839-0d75-4f3b-a264-4ff9c71bec3d | assets[].asset_id | 07_IFC_Metadata_EAV | 007f4839-0d75-4f3b-a264-4ff9c71bec3d
asset_name | DTP_Template | 2026-06-05 | Asset_Metadata | Component | Fan Coil Unit L02-001 | Fan Coil Unit L02-001 |  | JSON/COBie/IFC | IfcFlowTerminal | 007f4839-0d75-4f3b-a264-4ff9c71bec3d | assets[].asset_name | 07_IFC_Metadata_EAV | 007f4839-0d75-4f3b-a264-4ff9c71bec3d
asset_status | DTP_Template | 2026-06-05 | Asset_Metadata | Component | Fan Coil Unit L02-001 | in_service |  | JSON/COBie/IFC | IfcFlowTerminal | 007f4839-0d75-4f3b-a264-4ff9c71bec3d | assets[].asset_status | 07_IFC_Metadata_EAV | 007f4839-0d75-4f3b-a264-4ff9c71bec3d
system | DTP_Template | 2026-06-05 | Asset_Metadata | Component | Fan Coil Unit L02-001 | HVAC |  | JSON/COBie/IFC | IfcFlowTerminal | 007f4839-0d75-4f3b-a264-4ff9c71bec3d | assets[].system | 07_IFC_Metadata_EAV | 007f4839-0d75-4f3b-a264-4ff9c71bec3d
discipline | DTP_Template | 2026-06-05 | Asset_Metadata | Component | Fan Coil Unit L02-001 | MEP |  | JSON/COBie/IFC | IfcFlowTerminal | 007f4839-0d75-4f3b-a264-4ff9c71bec3d | assets[].discipline | 07_IFC_Metadata_EAV | 007f4839-0d75-4f3b-a264-4ff9c71bec3d
category | DTP_Template | 2026-06-05 | Asset_Metadata | Component | Fan Coil Unit L02-001 | Fan Coil Unit |  | JSON/COBie/IFC | IfcFlowTerminal | 007f4839-0d75-4f3b-a264-4ff9c71bec3d | assets[].category | 07_IFC_Metadata_EAV | 007f4839-0d75-4f3b-a264-4ff9c71bec3d
asset_type | DTP_Template | 2026-06-05 | Asset_Metadata | Component | Fan Coil Unit L02-001 | FCU |  | JSON/COBie/IFC | IfcFlowTerminal | 007f4839-0d75-4f3b-a264-4ff9c71bec3d | assets[].asset_type | 07_IFC_Metadata_EAV | 007f4839-0d75-4f3b-a264-4ff9c71bec3d
classification.uniclass_code | DTP_Template | 2026-06-05 | LOI_Classification | Component | Fan Coil Unit L02-001 | placeholder |  | JSON/COBie/IFC | IfcFlowTerminal | 007f4839-0d75-4f3b-a264-4ff9c71bec3d | assets[].classification.uniclass_code | 07_IFC_Metadata_EAV | 007f4839-0d75-4f3b-a264-4ff9c71bec3d
classification.omniclass_code | DTP_Template | 2026-06-05 | LOI_Classification | Component | Fan Coil Unit L02-001 | placeholder |  | JSON/COBie/IFC | IfcFlowTerminal | 007f4839-0d75-4f3b-a264-4ff9c71bec3d | assets[].classification.omniclass_code | 07_IFC_Metadata_EAV | 007f4839-0d75-4f3b-a264-4ff9c71bec3d
classification.local_classification | DTP_Template | 2026-06-05 | LOI_Classification | Component | Fan Coil Unit L02-001 | HVAC/Fan Coil Unit/FCU |  | JSON/COBie/IFC | IfcFlowTerminal | 007f4839-0d75-4f3b-a264-4ff9c71bec3d | assets[].classification.local_classification | 07_IFC_Metadata_EAV | 007f4839-0d75-4f3b-a264-4ff9c71bec3d
location.facility_id | DTP_Template | 2026-06-05 | LOI_Location | Component | Fan Coil Unit L02-001 | FAC-OFFICE-TOWER-A |  | JSON/COBie/IFC | IfcFlowTerminal | 007f4839-0d75-4f3b-a264-4ff9c71bec3d | assets[].location.facility_id | 07_IFC_Metadata_EAV | 007f4839-0d75-4f3b-a264-4ff9c71bec3d
location.floor_id | DTP_Template | 2026-06-05 | LOI_Location | Component | Fan Coil Unit L02-001 | FL-L02 |  | JSON/COBie/IFC | IfcFlowTerminal | 007f4839-0d75-4f3b-a264-4ff9c71bec3d | assets[].location.floor_id | 07_IFC_Metadata_EAV | 007f4839-0d75-4f3b-a264-4ff9c71bec3d
location.space_id | DTP_Template | 2026-06-05 | LOI_Location | Component | Fan Coil Unit L02-001 | SP-L02-OFFICE-A |  | JSON/COBie/IFC | IfcFlowTerminal | 007f4839-0d75-4f3b-a264-4ff9c71bec3d | assets[].location.space_id | 07_IFC_Metadata_EAV | 007f4839-0d75-4f3b-a264-4ff9c71bec3d
location.zone_id | DTP_Template | 2026-06-05 | LOI_Location | Component | Fan Coil Unit L02-001 | ZONE-OFFICE-L02 |  | JSON/COBie/IFC | IfcFlowTerminal | 007f4839-0d75-4f3b-a264-4ff9c71bec3d | assets[].location.zone_id | 07_IFC_Metadata_EAV | 007f4839-0d75-4f3b-a264-4ff9c71bec3d
bim_mapping.ifc_guid | DTP_Template | 2026-06-05 | IFC_Core | Component | Fan Coil Unit L02-001 | 007f4839-0d75-4f3b-a264-4ff9c71bec3d |  | JSON/COBie/IFC | IfcFlowTerminal | 007f4839-0d75-4f3b-a264-4ff9c71bec3d | assets[].bim_mapping.ifc_guid | 07_IFC_Metadata_EAV | 007f4839-0d75-4f3b-a264-4ff9c71bec3d
bim_mapping.ifc_entity | DTP_Template | 2026-06-05 | IFC_Core | Component | Fan Coil Unit L02-001 | IfcFlowTerminal |  | JSON/COBie/IFC | IfcFlowTerminal | 007f4839-0d75-4f3b-a264-4ff9c71bec3d | assets[].bim_mapping.ifc_entity | 07_IFC_Metadata_EAV | 007f4839-0d75-4f3b-a264-4ff9c71bec3d
bim_mapping.ifc_name | DTP_Template | 2026-06-05 | IFC_Core | Component | Fan Coil Unit L02-001 | Fan Coil Unit L02-001 |  | JSON/COBie/IFC | IfcFlowTerminal | 007f4839-0d75-4f3b-a264-4ff9c71bec3d | assets[].bim_mapping.ifc_name | 07_IFC_Metadata_EAV | 007f4839-0d75-4f3b-a264-4ff9c71bec3d
bim_mapping.source_model_id | DTP_Template | 2026-06-05 | IFC_Core | Component | Fan Coil Unit L02-001 | IFC-MEP-001 |  | JSON/COBie/IFC | IfcFlowTerminal | 007f4839-0d75-4f3b-a264-4ff9c71bec3d | assets[].bim_mapping.source_model_id | 07_IFC_Metadata_EAV | 007f4839-0d75-4f3b-a264-4ff9c71bec3d
bim_mapping.global_id_locked | DTP_Template | 2026-06-05 | IFC_Core | Component | Fan Coil Unit L02-001 | TRUE |  | JSON/COBie/IFC | IfcFlowTerminal | 007f4839-0d75-4f3b-a264-4ff9c71bec3d | assets[].bim_mapping.global_id_locked | 07_IFC_Metadata_EAV | 007f4839-0d75-4f3b-a264-4ff9c71bec3d
cobie_mapping.component_name | DTP_Template | 2026-06-05 | Asset_Metadata | Component | Fan Coil Unit L02-001 | FCU-L02-001 |  | JSON/COBie/IFC | IfcFlowTerminal | 007f4839-0d75-4f3b-a264-4ff9c71bec3d | assets[].cobie_mapping.component_name | 07_IFC_Metadata_EAV | 007f4839-0d75-4f3b-a264-4ff9c71bec3d
cobie_mapping.type_name | DTP_Template | 2026-06-05 | Asset_Metadata | Component | Fan Coil Unit L02-001 | FCU |  | JSON/COBie/IFC | IfcFlowTerminal | 007f4839-0d75-4f3b-a264-4ff9c71bec3d | assets[].cobie_mapping.type_name | 07_IFC_Metadata_EAV | 007f4839-0d75-4f3b-a264-4ff9c71bec3d
cobie_mapping.system_name | DTP_Template | 2026-06-05 | Asset_Metadata | Component | Fan Coil Unit L02-001 | HVAC |  | JSON/COBie/IFC | IfcFlowTerminal | 007f4839-0d75-4f3b-a264-4ff9c71bec3d | assets[].cobie_mapping.system_name | 07_IFC_Metadata_EAV | 007f4839-0d75-4f3b-a264-4ff9c71bec3d
cobie_mapping.space_name | DTP_Template | 2026-06-05 | Asset_Metadata | Component | Fan Coil Unit L02-001 | SP-L02-OFFICE-A |  | JSON/COBie/IFC | IfcFlowTerminal | 007f4839-0d75-4f3b-a264-4ff9c71bec3d | assets[].cobie_mapping.space_name | 07_IFC_Metadata_EAV | 007f4839-0d75-4f3b-a264-4ff9c71bec3d
manufacturer_data.manufacturer | DTP_Template | 2026-06-05 | LOI_Manufacturer | Component | Fan Coil Unit L02-001 | Daikin |  | JSON/COBie/IFC | IfcFlowTerminal | 007f4839-0d75-4f3b-a264-4ff9c71bec3d | assets[].manufacturer_data.manufacturer | 07_IFC_Metadata_EAV | 007f4839-0d75-4f3b-a264-4ff9c71bec3d
manufacturer_data.model | DTP_Template | 2026-06-05 | LOI_Manufacturer | Component | Fan Coil Unit L02-001 | FCU-400 |  | JSON/COBie/IFC | IfcFlowTerminal | 007f4839-0d75-4f3b-a264-4ff9c71bec3d | assets[].manufacturer_data.model | 07_IFC_Metadata_EAV | 007f4839-0d75-4f3b-a264-4ff9c71bec3d
manufacturer_data.serial_number | DTP_Template | 2026-06-05 | LOI_Manufacturer | Component | Fan Coil Unit L02-001 | SN-FCU-L02-001 |  | JSON/COBie/IFC | IfcFlowTerminal | 007f4839-0d75-4f3b-a264-4ff9c71bec3d | assets[].manufacturer_data.serial_number | 07_IFC_Metadata_EAV | 007f4839-0d75-4f3b-a264-4ff9c71bec3d
manufacturer_data.installation_date | DTP_Template | 2026-06-05 | LOI_Manufacturer | Component | Fan Coil Unit L02-001 | 2026-05-15 |  | JSON/COBie/IFC | IfcFlowTerminal | 007f4839-0d75-4f3b-a264-4ff9c71bec3d | assets[].manufacturer_data.installation_date | 07_IFC_Metadata_EAV | 007f4839-0d75-4f3b-a264-4ff9c71bec3d
manufacturer_data.warranty_start_date | DTP_Template | 2026-06-05 | LOI_Manufacturer | Component | Fan Coil Unit L02-001 | 2026-06-01 |  | JSON/COBie/IFC | IfcFlowTerminal | 007f4839-0d75-4f3b-a264-4ff9c71bec3d | assets[].manufacturer_data.warranty_start_date | 07_IFC_Metadata_EAV | 007f4839-0d75-4f3b-a264-4ff9c71bec3d
manufacturer_data.warranty_end_date | DTP_Template | 2026-06-05 | LOI_Manufacturer | Component | Fan Coil Unit L02-001 | 2028-06-01 |  | JSON/COBie/IFC | IfcFlowTerminal | 007f4839-0d75-4f3b-a264-4ff9c71bec3d | assets[].manufacturer_data.warranty_end_date | 07_IFC_Metadata_EAV | 007f4839-0d75-4f3b-a264-4ff9c71bec3d
operation_data.maintainable | DTP_Template | 2026-06-05 | LOI_Operation_Maintenance | Component | Fan Coil Unit L02-001 | TRUE |  | JSON/COBie/IFC | IfcFlowTerminal | 007f4839-0d75-4f3b-a264-4ff9c71bec3d | assets[].operation_data.maintainable | 07_IFC_Metadata_EAV | 007f4839-0d75-4f3b-a264-4ff9c71bec3d
operation_data.criticality | DTP_Template | 2026-06-05 | LOI_Operation_Maintenance | Component | Fan Coil Unit L02-001 | Medium |  | JSON/COBie/IFC | IfcFlowTerminal | 007f4839-0d75-4f3b-a264-4ff9c71bec3d | assets[].operation_data.criticality | 07_IFC_Metadata_EAV | 007f4839-0d75-4f3b-a264-4ff9c71bec3d
operation_data.expected_life_years | DTP_Template | 2026-06-05 | LOI_Operation_Maintenance | Component | Fan Coil Unit L02-001 | 15 |  | JSON/COBie/IFC | IfcFlowTerminal | 007f4839-0d75-4f3b-a264-4ff9c71bec3d | assets[].operation_data.expected_life_years | 07_IFC_Metadata_EAV | 007f4839-0d75-4f3b-a264-4ff9c71bec3d
operation_data.maintenance_strategy | DTP_Template | 2026-06-05 | LOI_Operation_Maintenance | Component | Fan Coil Unit L02-001 | preventive_and_condition_based |  | JSON/COBie/IFC | IfcFlowTerminal | 007f4839-0d75-4f3b-a264-4ff9c71bec3d | assets[].operation_data.maintenance_strategy | 07_IFC_Metadata_EAV | 007f4839-0d75-4f3b-a264-4ff9c71bec3d
operation_data.cmms_asset_id | DTP_Template | 2026-06-05 | LOI_Operation_Maintenance | Component | Fan Coil Unit L02-001 | CMMS-FCU-L02-001 |  | JSON/COBie/IFC | IfcFlowTerminal | 007f4839-0d75-4f3b-a264-4ff9c71bec3d | assets[].operation_data.cmms_asset_id | 07_IFC_Metadata_EAV | 007f4839-0d75-4f3b-a264-4ff9c71bec3d
operation_data.spare_part_group | DTP_Template | 2026-06-05 | LOI_Operation_Maintenance | Component | Fan Coil Unit L02-001 | SPARE-FAN-COIL-UNIT |  | JSON/COBie/IFC | IfcFlowTerminal | 007f4839-0d75-4f3b-a264-4ff9c71bec3d | assets[].operation_data.spare_part_group | 07_IFC_Metadata_EAV | 007f4839-0d75-4f3b-a264-4ff9c71bec3d
operation_data.manual_url | DTP_Template | 2026-06-05 | LOI_Operation_Maintenance | Component | Fan Coil Unit L02-001 | https://example.com/om_manuals/FCU-L02-001.pdf |  | JSON/COBie/IFC | IfcFlowTerminal | 007f4839-0d75-4f3b-a264-4ff9c71bec3d | assets[].operation_data.manual_url | 07_IFC_Metadata_EAV | 007f4839-0d75-4f3b-a264-4ff9c71bec3d
digital_twin.dt_entity_type | DTP_Template | 2026-06-05 | DTP_Metadata | Component | Fan Coil Unit L02-001 | asset |  | JSON/COBie/IFC | IfcFlowTerminal | 007f4839-0d75-4f3b-a264-4ff9c71bec3d | assets[].digital_twin.dt_entity_type | 07_IFC_Metadata_EAV | 007f4839-0d75-4f3b-a264-4ff9c71bec3d
digital_twin.state_source | DTP_Template | 2026-06-05 | DTP_Metadata | Component | Fan Coil Unit L02-001 | BMS/IoT/CMMS |  | JSON/COBie/IFC | IfcFlowTerminal | 007f4839-0d75-4f3b-a264-4ff9c71bec3d | assets[].digital_twin.state_source | 07_IFC_Metadata_EAV | 007f4839-0d75-4f3b-a264-4ff9c71bec3d
digital_twin.realtime_enabled | DTP_Template | 2026-06-05 | DTP_Metadata | Component | Fan Coil Unit L02-001 | TRUE |  | JSON/COBie/IFC | IfcFlowTerminal | 007f4839-0d75-4f3b-a264-4ff9c71bec3d | assets[].digital_twin.realtime_enabled | 07_IFC_Metadata_EAV | 007f4839-0d75-4f3b-a264-4ff9c71bec3d
digital_twin.history_enabled | DTP_Template | 2026-06-05 | DTP_Metadata | Component | Fan Coil Unit L02-001 | TRUE |  | JSON/COBie/IFC | IfcFlowTerminal | 007f4839-0d75-4f3b-a264-4ff9c71bec3d | assets[].digital_twin.history_enabled | 07_IFC_Metadata_EAV | 007f4839-0d75-4f3b-a264-4ff9c71bec3d
digital_twin.visual_selectable | DTP_Template | 2026-06-05 | DTP_Metadata | Component | Fan Coil Unit L02-001 | TRUE |  | JSON/COBie/IFC | IfcFlowTerminal | 007f4839-0d75-4f3b-a264-4ff9c71bec3d | assets[].digital_twin.visual_selectable | 07_IFC_Metadata_EAV | 007f4839-0d75-4f3b-a264-4ff9c71bec3d
digital_twin.visual_highlight_layer | DTP_Template | 2026-06-05 | DTP_Metadata | Component | Fan Coil Unit L02-001 | LAYER-ASSET-HVAC |  | JSON/COBie/IFC | IfcFlowTerminal | 007f4839-0d75-4f3b-a264-4ff9c71bec3d | assets[].digital_twin.visual_highlight_layer | 07_IFC_Metadata_EAV | 007f4839-0d75-4f3b-a264-4ff9c71bec3d
tags[0] | DTP_Template | 2026-06-05 | Asset_Metadata | Component | Fan Coil Unit L02-001 | hvac |  | JSON/COBie/IFC | IfcFlowTerminal | 007f4839-0d75-4f3b-a264-4ff9c71bec3d | assets[].tags[0] | 07_IFC_Metadata_EAV | 007f4839-0d75-4f3b-a264-4ff9c71bec3d
tags[1] | DTP_Template | 2026-06-05 | Asset_Metadata | Component | Fan Coil Unit L02-001 | fan_coil_unit |  | JSON/COBie/IFC | IfcFlowTerminal | 007f4839-0d75-4f3b-a264-4ff9c71bec3d | assets[].tags[1] | 07_IFC_Metadata_EAV | 007f4839-0d75-4f3b-a264-4ff9c71bec3d
tags[2] | DTP_Template | 2026-06-05 | Asset_Metadata | Component | Fan Coil Unit L02-001 | fcu |  | JSON/COBie/IFC | IfcFlowTerminal | 007f4839-0d75-4f3b-a264-4ff9c71bec3d | assets[].tags[2] | 07_IFC_Metadata_EAV | 007f4839-0d75-4f3b-a264-4ff9c71bec3d
asset_id | DTP_Template | 2026-06-05 | Asset_Metadata | Component | VAV Box L02-001 | VAV-L02-001 |  | JSON/COBie/IFC | IfcFlowController | bd651c89-4802-4f98-9c28-19f8e72f04c7 | assets[].asset_id | 07_IFC_Metadata_EAV | bd651c89-4802-4f98-9c28-19f8e72f04c7
asset_name | DTP_Template | 2026-06-05 | Asset_Metadata | Component | VAV Box L02-001 | VAV Box L02-001 |  | JSON/COBie/IFC | IfcFlowController | bd651c89-4802-4f98-9c28-19f8e72f04c7 | assets[].asset_name | 07_IFC_Metadata_EAV | bd651c89-4802-4f98-9c28-19f8e72f04c7
asset_status | DTP_Template | 2026-06-05 | Asset_Metadata | Component | VAV Box L02-001 | in_service |  | JSON/COBie/IFC | IfcFlowController | bd651c89-4802-4f98-9c28-19f8e72f04c7 | assets[].asset_status | 07_IFC_Metadata_EAV | bd651c89-4802-4f98-9c28-19f8e72f04c7
system | DTP_Template | 2026-06-05 | Asset_Metadata | Component | VAV Box L02-001 | HVAC |  | JSON/COBie/IFC | IfcFlowController | bd651c89-4802-4f98-9c28-19f8e72f04c7 | assets[].system | 07_IFC_Metadata_EAV | bd651c89-4802-4f98-9c28-19f8e72f04c7
discipline | DTP_Template | 2026-06-05 | Asset_Metadata | Component | VAV Box L02-001 | MEP |  | JSON/COBie/IFC | IfcFlowController | bd651c89-4802-4f98-9c28-19f8e72f04c7 | assets[].discipline | 07_IFC_Metadata_EAV | bd651c89-4802-4f98-9c28-19f8e72f04c7
category | DTP_Template | 2026-06-05 | Asset_Metadata | Component | VAV Box L02-001 | Air Terminal |  | JSON/COBie/IFC | IfcFlowController | bd651c89-4802-4f98-9c28-19f8e72f04c7 | assets[].category | 07_IFC_Metadata_EAV | bd651c89-4802-4f98-9c28-19f8e72f04c7
asset_type | DTP_Template | 2026-06-05 | Asset_Metadata | Component | VAV Box L02-001 | VAV |  | JSON/COBie/IFC | IfcFlowController | bd651c89-4802-4f98-9c28-19f8e72f04c7 | assets[].asset_type | 07_IFC_Metadata_EAV | bd651c89-4802-4f98-9c28-19f8e72f04c7
classification.uniclass_code | DTP_Template | 2026-06-05 | LOI_Classification | Component | VAV Box L02-001 | placeholder |  | JSON/COBie/IFC | IfcFlowController | bd651c89-4802-4f98-9c28-19f8e72f04c7 | assets[].classification.uniclass_code | 07_IFC_Metadata_EAV | bd651c89-4802-4f98-9c28-19f8e72f04c7
classification.omniclass_code | DTP_Template | 2026-06-05 | LOI_Classification | Component | VAV Box L02-001 | placeholder |  | JSON/COBie/IFC | IfcFlowController | bd651c89-4802-4f98-9c28-19f8e72f04c7 | assets[].classification.omniclass_code | 07_IFC_Metadata_EAV | bd651c89-4802-4f98-9c28-19f8e72f04c7
classification.local_classification | DTP_Template | 2026-06-05 | LOI_Classification | Component | VAV Box L02-001 | HVAC/Air Terminal/VAV |  | JSON/COBie/IFC | IfcFlowController | bd651c89-4802-4f98-9c28-19f8e72f04c7 | assets[].classification.local_classification | 07_IFC_Metadata_EAV | bd651c89-4802-4f98-9c28-19f8e72f04c7
location.facility_id | DTP_Template | 2026-06-05 | LOI_Location | Component | VAV Box L02-001 | FAC-OFFICE-TOWER-A |  | JSON/COBie/IFC | IfcFlowController | bd651c89-4802-4f98-9c28-19f8e72f04c7 | assets[].location.facility_id | 07_IFC_Metadata_EAV | bd651c89-4802-4f98-9c28-19f8e72f04c7
location.floor_id | DTP_Template | 2026-06-05 | LOI_Location | Component | VAV Box L02-001 | FL-L02 |  | JSON/COBie/IFC | IfcFlowController | bd651c89-4802-4f98-9c28-19f8e72f04c7 | assets[].location.floor_id | 07_IFC_Metadata_EAV | bd651c89-4802-4f98-9c28-19f8e72f04c7
location.space_id | DTP_Template | 2026-06-05 | LOI_Location | Component | VAV Box L02-001 | SP-L02-OFFICE-A |  | JSON/COBie/IFC | IfcFlowController | bd651c89-4802-4f98-9c28-19f8e72f04c7 | assets[].location.space_id | 07_IFC_Metadata_EAV | bd651c89-4802-4f98-9c28-19f8e72f04c7
location.zone_id | DTP_Template | 2026-06-05 | LOI_Location | Component | VAV Box L02-001 | ZONE-OFFICE-L02 |  | JSON/COBie/IFC | IfcFlowController | bd651c89-4802-4f98-9c28-19f8e72f04c7 | assets[].location.zone_id | 07_IFC_Metadata_EAV | bd651c89-4802-4f98-9c28-19f8e72f04c7
bim_mapping.ifc_guid | DTP_Template | 2026-06-05 | IFC_Core | Component | VAV Box L02-001 | bd651c89-4802-4f98-9c28-19f8e72f04c7 |  | JSON/COBie/IFC | IfcFlowController | bd651c89-4802-4f98-9c28-19f8e72f04c7 | assets[].bim_mapping.ifc_guid | 07_IFC_Metadata_EAV | bd651c89-4802-4f98-9c28-19f8e72f04c7
bim_mapping.ifc_entity | DTP_Template | 2026-06-05 | IFC_Core | Component | VAV Box L02-001 | IfcFlowController |  | JSON/COBie/IFC | IfcFlowController | bd651c89-4802-4f98-9c28-19f8e72f04c7 | assets[].bim_mapping.ifc_entity | 07_IFC_Metadata_EAV | bd651c89-4802-4f98-9c28-19f8e72f04c7
bim_mapping.ifc_name | DTP_Template | 2026-06-05 | IFC_Core | Component | VAV Box L02-001 | VAV Box L02-001 |  | JSON/COBie/IFC | IfcFlowController | bd651c89-4802-4f98-9c28-19f8e72f04c7 | assets[].bim_mapping.ifc_name | 07_IFC_Metadata_EAV | bd651c89-4802-4f98-9c28-19f8e72f04c7
bim_mapping.source_model_id | DTP_Template | 2026-06-05 | IFC_Core | Component | VAV Box L02-001 | IFC-MEP-001 |  | JSON/COBie/IFC | IfcFlowController | bd651c89-4802-4f98-9c28-19f8e72f04c7 | assets[].bim_mapping.source_model_id | 07_IFC_Metadata_EAV | bd651c89-4802-4f98-9c28-19f8e72f04c7
bim_mapping.global_id_locked | DTP_Template | 2026-06-05 | IFC_Core | Component | VAV Box L02-001 | TRUE |  | JSON/COBie/IFC | IfcFlowController | bd651c89-4802-4f98-9c28-19f8e72f04c7 | assets[].bim_mapping.global_id_locked | 07_IFC_Metadata_EAV | bd651c89-4802-4f98-9c28-19f8e72f04c7
cobie_mapping.component_name | DTP_Template | 2026-06-05 | Asset_Metadata | Component | VAV Box L02-001 | VAV-L02-001 |  | JSON/COBie/IFC | IfcFlowController | bd651c89-4802-4f98-9c28-19f8e72f04c7 | assets[].cobie_mapping.component_name | 07_IFC_Metadata_EAV | bd651c89-4802-4f98-9c28-19f8e72f04c7
cobie_mapping.type_name | DTP_Template | 2026-06-05 | Asset_Metadata | Component | VAV Box L02-001 | VAV |  | JSON/COBie/IFC | IfcFlowController | bd651c89-4802-4f98-9c28-19f8e72f04c7 | assets[].cobie_mapping.type_name | 07_IFC_Metadata_EAV | bd651c89-4802-4f98-9c28-19f8e72f04c7
cobie_mapping.system_name | DTP_Template | 2026-06-05 | Asset_Metadata | Component | VAV Box L02-001 | HVAC |  | JSON/COBie/IFC | IfcFlowController | bd651c89-4802-4f98-9c28-19f8e72f04c7 | assets[].cobie_mapping.system_name | 07_IFC_Metadata_EAV | bd651c89-4802-4f98-9c28-19f8e72f04c7
cobie_mapping.space_name | DTP_Template | 2026-06-05 | Asset_Metadata | Component | VAV Box L02-001 | SP-L02-OFFICE-A |  | JSON/COBie/IFC | IfcFlowController | bd651c89-4802-4f98-9c28-19f8e72f04c7 | assets[].cobie_mapping.space_name | 07_IFC_Metadata_EAV | bd651c89-4802-4f98-9c28-19f8e72f04c7
manufacturer_data.manufacturer | DTP_Template | 2026-06-05 | LOI_Manufacturer | Component | VAV Box L02-001 | Generic Manufacturer |  | JSON/COBie/IFC | IfcFlowController | bd651c89-4802-4f98-9c28-19f8e72f04c7 | assets[].manufacturer_data.manufacturer | 07_IFC_Metadata_EAV | bd651c89-4802-4f98-9c28-19f8e72f04c7
manufacturer_data.model | DTP_Template | 2026-06-05 | LOI_Manufacturer | Component | VAV Box L02-001 | Model-Placeholder |  | JSON/COBie/IFC | IfcFlowController | bd651c89-4802-4f98-9c28-19f8e72f04c7 | assets[].manufacturer_data.model | 07_IFC_Metadata_EAV | bd651c89-4802-4f98-9c28-19f8e72f04c7
manufacturer_data.serial_number | DTP_Template | 2026-06-05 | LOI_Manufacturer | Component | VAV Box L02-001 | SN-VAV-L02-001 |  | JSON/COBie/IFC | IfcFlowController | bd651c89-4802-4f98-9c28-19f8e72f04c7 | assets[].manufacturer_data.serial_number | 07_IFC_Metadata_EAV | bd651c89-4802-4f98-9c28-19f8e72f04c7
manufacturer_data.installation_date | DTP_Template | 2026-06-05 | LOI_Manufacturer | Component | VAV Box L02-001 | 2026-05-15 |  | JSON/COBie/IFC | IfcFlowController | bd651c89-4802-4f98-9c28-19f8e72f04c7 | assets[].manufacturer_data.installation_date | 07_IFC_Metadata_EAV | bd651c89-4802-4f98-9c28-19f8e72f04c7
manufacturer_data.warranty_start_date | DTP_Template | 2026-06-05 | LOI_Manufacturer | Component | VAV Box L02-001 | 2026-06-01 |  | JSON/COBie/IFC | IfcFlowController | bd651c89-4802-4f98-9c28-19f8e72f04c7 | assets[].manufacturer_data.warranty_start_date | 07_IFC_Metadata_EAV | bd651c89-4802-4f98-9c28-19f8e72f04c7
manufacturer_data.warranty_end_date | DTP_Template | 2026-06-05 | LOI_Manufacturer | Component | VAV Box L02-001 | 2028-06-01 |  | JSON/COBie/IFC | IfcFlowController | bd651c89-4802-4f98-9c28-19f8e72f04c7 | assets[].manufacturer_data.warranty_end_date | 07_IFC_Metadata_EAV | bd651c89-4802-4f98-9c28-19f8e72f04c7
operation_data.maintainable | DTP_Template | 2026-06-05 | LOI_Operation_Maintenance | Component | VAV Box L02-001 | TRUE |  | JSON/COBie/IFC | IfcFlowController | bd651c89-4802-4f98-9c28-19f8e72f04c7 | assets[].operation_data.maintainable | 07_IFC_Metadata_EAV | bd651c89-4802-4f98-9c28-19f8e72f04c7
operation_data.criticality | DTP_Template | 2026-06-05 | LOI_Operation_Maintenance | Component | VAV Box L02-001 | Medium |  | JSON/COBie/IFC | IfcFlowController | bd651c89-4802-4f98-9c28-19f8e72f04c7 | assets[].operation_data.criticality | 07_IFC_Metadata_EAV | bd651c89-4802-4f98-9c28-19f8e72f04c7
operation_data.expected_life_years | DTP_Template | 2026-06-05 | LOI_Operation_Maintenance | Component | VAV Box L02-001 | 15 |  | JSON/COBie/IFC | IfcFlowController | bd651c89-4802-4f98-9c28-19f8e72f04c7 | assets[].operation_data.expected_life_years | 07_IFC_Metadata_EAV | bd651c89-4802-4f98-9c28-19f8e72f04c7
operation_data.maintenance_strategy | DTP_Template | 2026-06-05 | LOI_Operation_Maintenance | Component | VAV Box L02-001 | preventive_and_condition_based |  | JSON/COBie/IFC | IfcFlowController | bd651c89-4802-4f98-9c28-19f8e72f04c7 | assets[].operation_data.maintenance_strategy | 07_IFC_Metadata_EAV | bd651c89-4802-4f98-9c28-19f8e72f04c7
operation_data.cmms_asset_id | DTP_Template | 2026-06-05 | LOI_Operation_Maintenance | Component | VAV Box L02-001 | CMMS-VAV-L02-001 |  | JSON/COBie/IFC | IfcFlowController | bd651c89-4802-4f98-9c28-19f8e72f04c7 | assets[].operation_data.cmms_asset_id | 07_IFC_Metadata_EAV | bd651c89-4802-4f98-9c28-19f8e72f04c7
operation_data.spare_part_group | DTP_Template | 2026-06-05 | LOI_Operation_Maintenance | Component | VAV Box L02-001 | SPARE-AIR-TERMINAL |  | JSON/COBie/IFC | IfcFlowController | bd651c89-4802-4f98-9c28-19f8e72f04c7 | assets[].operation_data.spare_part_group | 07_IFC_Metadata_EAV | bd651c89-4802-4f98-9c28-19f8e72f04c7
operation_data.manual_url | DTP_Template | 2026-06-05 | LOI_Operation_Maintenance | Component | VAV Box L02-001 | https://example.com/om_manuals/VAV-L02-001.pdf |  | JSON/COBie/IFC | IfcFlowController | bd651c89-4802-4f98-9c28-19f8e72f04c7 | assets[].operation_data.manual_url | 07_IFC_Metadata_EAV | bd651c89-4802-4f98-9c28-19f8e72f04c7
digital_twin.dt_entity_type | DTP_Template | 2026-06-05 | DTP_Metadata | Component | VAV Box L02-001 | asset |  | JSON/COBie/IFC | IfcFlowController | bd651c89-4802-4f98-9c28-19f8e72f04c7 | assets[].digital_twin.dt_entity_type | 07_IFC_Metadata_EAV | bd651c89-4802-4f98-9c28-19f8e72f04c7
digital_twin.state_source | DTP_Template | 2026-06-05 | DTP_Metadata | Component | VAV Box L02-001 | BMS/IoT/CMMS |  | JSON/COBie/IFC | IfcFlowController | bd651c89-4802-4f98-9c28-19f8e72f04c7 | assets[].digital_twin.state_source | 07_IFC_Metadata_EAV | bd651c89-4802-4f98-9c28-19f8e72f04c7
digital_twin.realtime_enabled | DTP_Template | 2026-06-05 | DTP_Metadata | Component | VAV Box L02-001 | TRUE |  | JSON/COBie/IFC | IfcFlowController | bd651c89-4802-4f98-9c28-19f8e72f04c7 | assets[].digital_twin.realtime_enabled | 07_IFC_Metadata_EAV | bd651c89-4802-4f98-9c28-19f8e72f04c7
digital_twin.history_enabled | DTP_Template | 2026-06-05 | DTP_Metadata | Component | VAV Box L02-001 | TRUE |  | JSON/COBie/IFC | IfcFlowController | bd651c89-4802-4f98-9c28-19f8e72f04c7 | assets[].digital_twin.history_enabled | 07_IFC_Metadata_EAV | bd651c89-4802-4f98-9c28-19f8e72f04c7
digital_twin.visual_selectable | DTP_Template | 2026-06-05 | DTP_Metadata | Component | VAV Box L02-001 | TRUE |  | JSON/COBie/IFC | IfcFlowController | bd651c89-4802-4f98-9c28-19f8e72f04c7 | assets[].digital_twin.visual_selectable | 07_IFC_Metadata_EAV | bd651c89-4802-4f98-9c28-19f8e72f04c7
digital_twin.visual_highlight_layer | DTP_Template | 2026-06-05 | DTP_Metadata | Component | VAV Box L02-001 | LAYER-ASSET-HVAC |  | JSON/COBie/IFC | IfcFlowController | bd651c89-4802-4f98-9c28-19f8e72f04c7 | assets[].digital_twin.visual_highlight_layer | 07_IFC_Metadata_EAV | bd651c89-4802-4f98-9c28-19f8e72f04c7
tags[0] | DTP_Template | 2026-06-05 | Asset_Metadata | Component | VAV Box L02-001 | hvac |  | JSON/COBie/IFC | IfcFlowController | bd651c89-4802-4f98-9c28-19f8e72f04c7 | assets[].tags[0] | 07_IFC_Metadata_EAV | bd651c89-4802-4f98-9c28-19f8e72f04c7
tags[1] | DTP_Template | 2026-06-05 | Asset_Metadata | Component | VAV Box L02-001 | air_terminal |  | JSON/COBie/IFC | IfcFlowController | bd651c89-4802-4f98-9c28-19f8e72f04c7 | assets[].tags[1] | 07_IFC_Metadata_EAV | bd651c89-4802-4f98-9c28-19f8e72f04c7
tags[2] | DTP_Template | 2026-06-05 | Asset_Metadata | Component | VAV Box L02-001 | vav |  | JSON/COBie/IFC | IfcFlowController | bd651c89-4802-4f98-9c28-19f8e72f04c7 | assets[].tags[2] | 07_IFC_Metadata_EAV | bd651c89-4802-4f98-9c28-19f8e72f04c7
asset_id | DTP_Template | 2026-06-05 | Asset_Metadata | Component | Fan Coil Unit L05-001 | FCU-L05-001 |  | JSON/COBie/IFC | IfcFlowTerminal | ba559227-d5d4-48ee-8b50-8bd3ebd39201 | assets[].asset_id | 07_IFC_Metadata_EAV | ba559227-d5d4-48ee-8b50-8bd3ebd39201
asset_name | DTP_Template | 2026-06-05 | Asset_Metadata | Component | Fan Coil Unit L05-001 | Fan Coil Unit L05-001 |  | JSON/COBie/IFC | IfcFlowTerminal | ba559227-d5d4-48ee-8b50-8bd3ebd39201 | assets[].asset_name | 07_IFC_Metadata_EAV | ba559227-d5d4-48ee-8b50-8bd3ebd39201
asset_status | DTP_Template | 2026-06-05 | Asset_Metadata | Component | Fan Coil Unit L05-001 | in_service |  | JSON/COBie/IFC | IfcFlowTerminal | ba559227-d5d4-48ee-8b50-8bd3ebd39201 | assets[].asset_status | 07_IFC_Metadata_EAV | ba559227-d5d4-48ee-8b50-8bd3ebd39201
system | DTP_Template | 2026-06-05 | Asset_Metadata | Component | Fan Coil Unit L05-001 | HVAC |  | JSON/COBie/IFC | IfcFlowTerminal | ba559227-d5d4-48ee-8b50-8bd3ebd39201 | assets[].system | 07_IFC_Metadata_EAV | ba559227-d5d4-48ee-8b50-8bd3ebd39201
discipline | DTP_Template | 2026-06-05 | Asset_Metadata | Component | Fan Coil Unit L05-001 | MEP |  | JSON/COBie/IFC | IfcFlowTerminal | ba559227-d5d4-48ee-8b50-8bd3ebd39201 | assets[].discipline | 07_IFC_Metadata_EAV | ba559227-d5d4-48ee-8b50-8bd3ebd39201
category | DTP_Template | 2026-06-05 | Asset_Metadata | Component | Fan Coil Unit L05-001 | Fan Coil Unit |  | JSON/COBie/IFC | IfcFlowTerminal | ba559227-d5d4-48ee-8b50-8bd3ebd39201 | assets[].category | 07_IFC_Metadata_EAV | ba559227-d5d4-48ee-8b50-8bd3ebd39201
asset_type | DTP_Template | 2026-06-05 | Asset_Metadata | Component | Fan Coil Unit L05-001 | FCU |  | JSON/COBie/IFC | IfcFlowTerminal | ba559227-d5d4-48ee-8b50-8bd3ebd39201 | assets[].asset_type | 07_IFC_Metadata_EAV | ba559227-d5d4-48ee-8b50-8bd3ebd39201
classification.uniclass_code | DTP_Template | 2026-06-05 | LOI_Classification | Component | Fan Coil Unit L05-001 | placeholder |  | JSON/COBie/IFC | IfcFlowTerminal | ba559227-d5d4-48ee-8b50-8bd3ebd39201 | assets[].classification.uniclass_code | 07_IFC_Metadata_EAV | ba559227-d5d4-48ee-8b50-8bd3ebd39201
classification.omniclass_code | DTP_Template | 2026-06-05 | LOI_Classification | Component | Fan Coil Unit L05-001 | placeholder |  | JSON/COBie/IFC | IfcFlowTerminal | ba559227-d5d4-48ee-8b50-8bd3ebd39201 | assets[].classification.omniclass_code | 07_IFC_Metadata_EAV | ba559227-d5d4-48ee-8b50-8bd3ebd39201
classification.local_classification | DTP_Template | 2026-06-05 | LOI_Classification | Component | Fan Coil Unit L05-001 | HVAC/Fan Coil Unit/FCU |  | JSON/COBie/IFC | IfcFlowTerminal | ba559227-d5d4-48ee-8b50-8bd3ebd39201 | assets[].classification.local_classification | 07_IFC_Metadata_EAV | ba559227-d5d4-48ee-8b50-8bd3ebd39201
location.facility_id | DTP_Template | 2026-06-05 | LOI_Location | Component | Fan Coil Unit L05-001 | FAC-OFFICE-TOWER-A |  | JSON/COBie/IFC | IfcFlowTerminal | ba559227-d5d4-48ee-8b50-8bd3ebd39201 | assets[].location.facility_id | 07_IFC_Metadata_EAV | ba559227-d5d4-48ee-8b50-8bd3ebd39201
location.floor_id | DTP_Template | 2026-06-05 | LOI_Location | Component | Fan Coil Unit L05-001 | FL-L05 |  | JSON/COBie/IFC | IfcFlowTerminal | ba559227-d5d4-48ee-8b50-8bd3ebd39201 | assets[].location.floor_id | 07_IFC_Metadata_EAV | ba559227-d5d4-48ee-8b50-8bd3ebd39201
location.space_id | DTP_Template | 2026-06-05 | LOI_Location | Component | Fan Coil Unit L05-001 | SP-L05-OFFICE-A |  | JSON/COBie/IFC | IfcFlowTerminal | ba559227-d5d4-48ee-8b50-8bd3ebd39201 | assets[].location.space_id | 07_IFC_Metadata_EAV | ba559227-d5d4-48ee-8b50-8bd3ebd39201
location.zone_id | DTP_Template | 2026-06-05 | LOI_Location | Component | Fan Coil Unit L05-001 | ZONE-OFFICE-L05 |  | JSON/COBie/IFC | IfcFlowTerminal | ba559227-d5d4-48ee-8b50-8bd3ebd39201 | assets[].location.zone_id | 07_IFC_Metadata_EAV | ba559227-d5d4-48ee-8b50-8bd3ebd39201
bim_mapping.ifc_guid | DTP_Template | 2026-06-05 | IFC_Core | Component | Fan Coil Unit L05-001 | ba559227-d5d4-48ee-8b50-8bd3ebd39201 |  | JSON/COBie/IFC | IfcFlowTerminal | ba559227-d5d4-48ee-8b50-8bd3ebd39201 | assets[].bim_mapping.ifc_guid | 07_IFC_Metadata_EAV | ba559227-d5d4-48ee-8b50-8bd3ebd39201
bim_mapping.ifc_entity | DTP_Template | 2026-06-05 | IFC_Core | Component | Fan Coil Unit L05-001 | IfcFlowTerminal |  | JSON/COBie/IFC | IfcFlowTerminal | ba559227-d5d4-48ee-8b50-8bd3ebd39201 | assets[].bim_mapping.ifc_entity | 07_IFC_Metadata_EAV | ba559227-d5d4-48ee-8b50-8bd3ebd39201
bim_mapping.ifc_name | DTP_Template | 2026-06-05 | IFC_Core | Component | Fan Coil Unit L05-001 | Fan Coil Unit L05-001 |  | JSON/COBie/IFC | IfcFlowTerminal | ba559227-d5d4-48ee-8b50-8bd3ebd39201 | assets[].bim_mapping.ifc_name | 07_IFC_Metadata_EAV | ba559227-d5d4-48ee-8b50-8bd3ebd39201
bim_mapping.source_model_id | DTP_Template | 2026-06-05 | IFC_Core | Component | Fan Coil Unit L05-001 | IFC-MEP-001 |  | JSON/COBie/IFC | IfcFlowTerminal | ba559227-d5d4-48ee-8b50-8bd3ebd39201 | assets[].bim_mapping.source_model_id | 07_IFC_Metadata_EAV | ba559227-d5d4-48ee-8b50-8bd3ebd39201
bim_mapping.global_id_locked | DTP_Template | 2026-06-05 | IFC_Core | Component | Fan Coil Unit L05-001 | TRUE |  | JSON/COBie/IFC | IfcFlowTerminal | ba559227-d5d4-48ee-8b50-8bd3ebd39201 | assets[].bim_mapping.global_id_locked | 07_IFC_Metadata_EAV | ba559227-d5d4-48ee-8b50-8bd3ebd39201
cobie_mapping.component_name | DTP_Template | 2026-06-05 | Asset_Metadata | Component | Fan Coil Unit L05-001 | FCU-L05-001 |  | JSON/COBie/IFC | IfcFlowTerminal | ba559227-d5d4-48ee-8b50-8bd3ebd39201 | assets[].cobie_mapping.component_name | 07_IFC_Metadata_EAV | ba559227-d5d4-48ee-8b50-8bd3ebd39201
cobie_mapping.type_name | DTP_Template | 2026-06-05 | Asset_Metadata | Component | Fan Coil Unit L05-001 | FCU |  | JSON/COBie/IFC | IfcFlowTerminal | ba559227-d5d4-48ee-8b50-8bd3ebd39201 | assets[].cobie_mapping.type_name | 07_IFC_Metadata_EAV | ba559227-d5d4-48ee-8b50-8bd3ebd39201
cobie_mapping.system_name | DTP_Template | 2026-06-05 | Asset_Metadata | Component | Fan Coil Unit L05-001 | HVAC |  | JSON/COBie/IFC | IfcFlowTerminal | ba559227-d5d4-48ee-8b50-8bd3ebd39201 | assets[].cobie_mapping.system_name | 07_IFC_Metadata_EAV | ba559227-d5d4-48ee-8b50-8bd3ebd39201
cobie_mapping.space_name | DTP_Template | 2026-06-05 | Asset_Metadata | Component | Fan Coil Unit L05-001 | SP-L05-OFFICE-A |  | JSON/COBie/IFC | IfcFlowTerminal | ba559227-d5d4-48ee-8b50-8bd3ebd39201 | assets[].cobie_mapping.space_name | 07_IFC_Metadata_EAV | ba559227-d5d4-48ee-8b50-8bd3ebd39201
manufacturer_data.manufacturer | DTP_Template | 2026-06-05 | LOI_Manufacturer | Component | Fan Coil Unit L05-001 | Daikin |  | JSON/COBie/IFC | IfcFlowTerminal | ba559227-d5d4-48ee-8b50-8bd3ebd39201 | assets[].manufacturer_data.manufacturer | 07_IFC_Metadata_EAV | ba559227-d5d4-48ee-8b50-8bd3ebd39201
manufacturer_data.model | DTP_Template | 2026-06-05 | LOI_Manufacturer | Component | Fan Coil Unit L05-001 | FCU-400 |  | JSON/COBie/IFC | IfcFlowTerminal | ba559227-d5d4-48ee-8b50-8bd3ebd39201 | assets[].manufacturer_data.model | 07_IFC_Metadata_EAV | ba559227-d5d4-48ee-8b50-8bd3ebd39201
manufacturer_data.serial_number | DTP_Template | 2026-06-05 | LOI_Manufacturer | Component | Fan Coil Unit L05-001 | SN-FCU-L05-001 |  | JSON/COBie/IFC | IfcFlowTerminal | ba559227-d5d4-48ee-8b50-8bd3ebd39201 | assets[].manufacturer_data.serial_number | 07_IFC_Metadata_EAV | ba559227-d5d4-48ee-8b50-8bd3ebd39201
manufacturer_data.installation_date | DTP_Template | 2026-06-05 | LOI_Manufacturer | Component | Fan Coil Unit L05-001 | 2026-05-15 |  | JSON/COBie/IFC | IfcFlowTerminal | ba559227-d5d4-48ee-8b50-8bd3ebd39201 | assets[].manufacturer_data.installation_date | 07_IFC_Metadata_EAV | ba559227-d5d4-48ee-8b50-8bd3ebd39201
manufacturer_data.warranty_start_date | DTP_Template | 2026-06-05 | LOI_Manufacturer | Component | Fan Coil Unit L05-001 | 2026-06-01 |  | JSON/COBie/IFC | IfcFlowTerminal | ba559227-d5d4-48ee-8b50-8bd3ebd39201 | assets[].manufacturer_data.warranty_start_date | 07_IFC_Metadata_EAV | ba559227-d5d4-48ee-8b50-8bd3ebd39201
manufacturer_data.warranty_end_date | DTP_Template | 2026-06-05 | LOI_Manufacturer | Component | Fan Coil Unit L05-001 | 2028-06-01 |  | JSON/COBie/IFC | IfcFlowTerminal | ba559227-d5d4-48ee-8b50-8bd3ebd39201 | assets[].manufacturer_data.warranty_end_date | 07_IFC_Metadata_EAV | ba559227-d5d4-48ee-8b50-8bd3ebd39201
operation_data.maintainable | DTP_Template | 2026-06-05 | LOI_Operation_Maintenance | Component | Fan Coil Unit L05-001 | TRUE |  | JSON/COBie/IFC | IfcFlowTerminal | ba559227-d5d4-48ee-8b50-8bd3ebd39201 | assets[].operation_data.maintainable | 07_IFC_Metadata_EAV | ba559227-d5d4-48ee-8b50-8bd3ebd39201
operation_data.criticality | DTP_Template | 2026-06-05 | LOI_Operation_Maintenance | Component | Fan Coil Unit L05-001 | Medium |  | JSON/COBie/IFC | IfcFlowTerminal | ba559227-d5d4-48ee-8b50-8bd3ebd39201 | assets[].operation_data.criticality | 07_IFC_Metadata_EAV | ba559227-d5d4-48ee-8b50-8bd3ebd39201
operation_data.expected_life_years | DTP_Template | 2026-06-05 | LOI_Operation_Maintenance | Component | Fan Coil Unit L05-001 | 15 |  | JSON/COBie/IFC | IfcFlowTerminal | ba559227-d5d4-48ee-8b50-8bd3ebd39201 | assets[].operation_data.expected_life_years | 07_IFC_Metadata_EAV | ba559227-d5d4-48ee-8b50-8bd3ebd39201
operation_data.maintenance_strategy | DTP_Template | 2026-06-05 | LOI_Operation_Maintenance | Component | Fan Coil Unit L05-001 | preventive_and_condition_based |  | JSON/COBie/IFC | IfcFlowTerminal | ba559227-d5d4-48ee-8b50-8bd3ebd39201 | assets[].operation_data.maintenance_strategy | 07_IFC_Metadata_EAV | ba559227-d5d4-48ee-8b50-8bd3ebd39201
operation_data.cmms_asset_id | DTP_Template | 2026-06-05 | LOI_Operation_Maintenance | Component | Fan Coil Unit L05-001 | CMMS-FCU-L05-001 |  | JSON/COBie/IFC | IfcFlowTerminal | ba559227-d5d4-48ee-8b50-8bd3ebd39201 | assets[].operation_data.cmms_asset_id | 07_IFC_Metadata_EAV | ba559227-d5d4-48ee-8b50-8bd3ebd39201
operation_data.spare_part_group | DTP_Template | 2026-06-05 | LOI_Operation_Maintenance | Component | Fan Coil Unit L05-001 | SPARE-FAN-COIL-UNIT |  | JSON/COBie/IFC | IfcFlowTerminal | ba559227-d5d4-48ee-8b50-8bd3ebd39201 | assets[].operation_data.spare_part_group | 07_IFC_Metadata_EAV | ba559227-d5d4-48ee-8b50-8bd3ebd39201
operation_data.manual_url | DTP_Template | 2026-06-05 | LOI_Operation_Maintenance | Component | Fan Coil Unit L05-001 | https://example.com/om_manuals/FCU-L05-001.pdf |  | JSON/COBie/IFC | IfcFlowTerminal | ba559227-d5d4-48ee-8b50-8bd3ebd39201 | assets[].operation_data.manual_url | 07_IFC_Metadata_EAV | ba559227-d5d4-48ee-8b50-8bd3ebd39201
digital_twin.dt_entity_type | DTP_Template | 2026-06-05 | DTP_Metadata | Component | Fan Coil Unit L05-001 | asset |  | JSON/COBie/IFC | IfcFlowTerminal | ba559227-d5d4-48ee-8b50-8bd3ebd39201 | assets[].digital_twin.dt_entity_type | 07_IFC_Metadata_EAV | ba559227-d5d4-48ee-8b50-8bd3ebd39201
digital_twin.state_source | DTP_Template | 2026-06-05 | DTP_Metadata | Component | Fan Coil Unit L05-001 | BMS/IoT/CMMS |  | JSON/COBie/IFC | IfcFlowTerminal | ba559227-d5d4-48ee-8b50-8bd3ebd39201 | assets[].digital_twin.state_source | 07_IFC_Metadata_EAV | ba559227-d5d4-48ee-8b50-8bd3ebd39201
digital_twin.realtime_enabled | DTP_Template | 2026-06-05 | DTP_Metadata | Component | Fan Coil Unit L05-001 | TRUE |  | JSON/COBie/IFC | IfcFlowTerminal | ba559227-d5d4-48ee-8b50-8bd3ebd39201 | assets[].digital_twin.realtime_enabled | 07_IFC_Metadata_EAV | ba559227-d5d4-48ee-8b50-8bd3ebd39201
digital_twin.history_enabled | DTP_Template | 2026-06-05 | DTP_Metadata | Component | Fan Coil Unit L05-001 | TRUE |  | JSON/COBie/IFC | IfcFlowTerminal | ba559227-d5d4-48ee-8b50-8bd3ebd39201 | assets[].digital_twin.history_enabled | 07_IFC_Metadata_EAV | ba559227-d5d4-48ee-8b50-8bd3ebd39201
digital_twin.visual_selectable | DTP_Template | 2026-06-05 | DTP_Metadata | Component | Fan Coil Unit L05-001 | TRUE |  | JSON/COBie/IFC | IfcFlowTerminal | ba559227-d5d4-48ee-8b50-8bd3ebd39201 | assets[].digital_twin.visual_selectable | 07_IFC_Metadata_EAV | ba559227-d5d4-48ee-8b50-8bd3ebd39201
digital_twin.visual_highlight_layer | DTP_Template | 2026-06-05 | DTP_Metadata | Component | Fan Coil Unit L05-001 | LAYER-ASSET-HVAC |  | JSON/COBie/IFC | IfcFlowTerminal | ba559227-d5d4-48ee-8b50-8bd3ebd39201 | assets[].digital_twin.visual_highlight_layer | 07_IFC_Metadata_EAV | ba559227-d5d4-48ee-8b50-8bd3ebd39201
tags[0] | DTP_Template | 2026-06-05 | Asset_Metadata | Component | Fan Coil Unit L05-001 | hvac |  | JSON/COBie/IFC | IfcFlowTerminal | ba559227-d5d4-48ee-8b50-8bd3ebd39201 | assets[].tags[0] | 07_IFC_Metadata_EAV | ba559227-d5d4-48ee-8b50-8bd3ebd39201
tags[1] | DTP_Template | 2026-06-05 | Asset_Metadata | Component | Fan Coil Unit L05-001 | fan_coil_unit |  | JSON/COBie/IFC | IfcFlowTerminal | ba559227-d5d4-48ee-8b50-8bd3ebd39201 | assets[].tags[1] | 07_IFC_Metadata_EAV | ba559227-d5d4-48ee-8b50-8bd3ebd39201
tags[2] | DTP_Template | 2026-06-05 | Asset_Metadata | Component | Fan Coil Unit L05-001 | fcu |  | JSON/COBie/IFC | IfcFlowTerminal | ba559227-d5d4-48ee-8b50-8bd3ebd39201 | assets[].tags[2] | 07_IFC_Metadata_EAV | ba559227-d5d4-48ee-8b50-8bd3ebd39201
asset_id | DTP_Template | 2026-06-05 | Asset_Metadata | Component | VAV Box L05-001 | VAV-L05-001 |  | JSON/COBie/IFC | IfcFlowController | 5afa5db8-b04d-461f-8a15-4c53e55e3c88 | assets[].asset_id | 07_IFC_Metadata_EAV | 5afa5db8-b04d-461f-8a15-4c53e55e3c88
asset_name | DTP_Template | 2026-06-05 | Asset_Metadata | Component | VAV Box L05-001 | VAV Box L05-001 |  | JSON/COBie/IFC | IfcFlowController | 5afa5db8-b04d-461f-8a15-4c53e55e3c88 | assets[].asset_name | 07_IFC_Metadata_EAV | 5afa5db8-b04d-461f-8a15-4c53e55e3c88
asset_status | DTP_Template | 2026-06-05 | Asset_Metadata | Component | VAV Box L05-001 | in_service |  | JSON/COBie/IFC | IfcFlowController | 5afa5db8-b04d-461f-8a15-4c53e55e3c88 | assets[].asset_status | 07_IFC_Metadata_EAV | 5afa5db8-b04d-461f-8a15-4c53e55e3c88
system | DTP_Template | 2026-06-05 | Asset_Metadata | Component | VAV Box L05-001 | HVAC |  | JSON/COBie/IFC | IfcFlowController | 5afa5db8-b04d-461f-8a15-4c53e55e3c88 | assets[].system | 07_IFC_Metadata_EAV | 5afa5db8-b04d-461f-8a15-4c53e55e3c88
discipline | DTP_Template | 2026-06-05 | Asset_Metadata | Component | VAV Box L05-001 | MEP |  | JSON/COBie/IFC | IfcFlowController | 5afa5db8-b04d-461f-8a15-4c53e55e3c88 | assets[].discipline | 07_IFC_Metadata_EAV | 5afa5db8-b04d-461f-8a15-4c53e55e3c88
category | DTP_Template | 2026-06-05 | Asset_Metadata | Component | VAV Box L05-001 | Air Terminal |  | JSON/COBie/IFC | IfcFlowController | 5afa5db8-b04d-461f-8a15-4c53e55e3c88 | assets[].category | 07_IFC_Metadata_EAV | 5afa5db8-b04d-461f-8a15-4c53e55e3c88
asset_type | DTP_Template | 2026-06-05 | Asset_Metadata | Component | VAV Box L05-001 | VAV |  | JSON/COBie/IFC | IfcFlowController | 5afa5db8-b04d-461f-8a15-4c53e55e3c88 | assets[].asset_type | 07_IFC_Metadata_EAV | 5afa5db8-b04d-461f-8a15-4c53e55e3c88
classification.uniclass_code | DTP_Template | 2026-06-05 | LOI_Classification | Component | VAV Box L05-001 | placeholder |  | JSON/COBie/IFC | IfcFlowController | 5afa5db8-b04d-461f-8a15-4c53e55e3c88 | assets[].classification.uniclass_code | 07_IFC_Metadata_EAV | 5afa5db8-b04d-461f-8a15-4c53e55e3c88
classification.omniclass_code | DTP_Template | 2026-06-05 | LOI_Classification | Component | VAV Box L05-001 | placeholder |  | JSON/COBie/IFC | IfcFlowController | 5afa5db8-b04d-461f-8a15-4c53e55e3c88 | assets[].classification.omniclass_code | 07_IFC_Metadata_EAV | 5afa5db8-b04d-461f-8a15-4c53e55e3c88
classification.local_classification | DTP_Template | 2026-06-05 | LOI_Classification | Component | VAV Box L05-001 | HVAC/Air Terminal/VAV |  | JSON/COBie/IFC | IfcFlowController | 5afa5db8-b04d-461f-8a15-4c53e55e3c88 | assets[].classification.local_classification | 07_IFC_Metadata_EAV | 5afa5db8-b04d-461f-8a15-4c53e55e3c88
location.facility_id | DTP_Template | 2026-06-05 | LOI_Location | Component | VAV Box L05-001 | FAC-OFFICE-TOWER-A |  | JSON/COBie/IFC | IfcFlowController | 5afa5db8-b04d-461f-8a15-4c53e55e3c88 | assets[].location.facility_id | 07_IFC_Metadata_EAV | 5afa5db8-b04d-461f-8a15-4c53e55e3c88
location.floor_id | DTP_Template | 2026-06-05 | LOI_Location | Component | VAV Box L05-001 | FL-L05 |  | JSON/COBie/IFC | IfcFlowController | 5afa5db8-b04d-461f-8a15-4c53e55e3c88 | assets[].location.floor_id | 07_IFC_Metadata_EAV | 5afa5db8-b04d-461f-8a15-4c53e55e3c88
location.space_id | DTP_Template | 2026-06-05 | LOI_Location | Component | VAV Box L05-001 | SP-L05-OFFICE-A |  | JSON/COBie/IFC | IfcFlowController | 5afa5db8-b04d-461f-8a15-4c53e55e3c88 | assets[].location.space_id | 07_IFC_Metadata_EAV | 5afa5db8-b04d-461f-8a15-4c53e55e3c88
location.zone_id | DTP_Template | 2026-06-05 | LOI_Location | Component | VAV Box L05-001 | ZONE-OFFICE-L05 |  | JSON/COBie/IFC | IfcFlowController | 5afa5db8-b04d-461f-8a15-4c53e55e3c88 | assets[].location.zone_id | 07_IFC_Metadata_EAV | 5afa5db8-b04d-461f-8a15-4c53e55e3c88
bim_mapping.ifc_guid | DTP_Template | 2026-06-05 | IFC_Core | Component | VAV Box L05-001 | 5afa5db8-b04d-461f-8a15-4c53e55e3c88 |  | JSON/COBie/IFC | IfcFlowController | 5afa5db8-b04d-461f-8a15-4c53e55e3c88 | assets[].bim_mapping.ifc_guid | 07_IFC_Metadata_EAV | 5afa5db8-b04d-461f-8a15-4c53e55e3c88
bim_mapping.ifc_entity | DTP_Template | 2026-06-05 | IFC_Core | Component | VAV Box L05-001 | IfcFlowController |  | JSON/COBie/IFC | IfcFlowController | 5afa5db8-b04d-461f-8a15-4c53e55e3c88 | assets[].bim_mapping.ifc_entity | 07_IFC_Metadata_EAV | 5afa5db8-b04d-461f-8a15-4c53e55e3c88
bim_mapping.ifc_name | DTP_Template | 2026-06-05 | IFC_Core | Component | VAV Box L05-001 | VAV Box L05-001 |  | JSON/COBie/IFC | IfcFlowController | 5afa5db8-b04d-461f-8a15-4c53e55e3c88 | assets[].bim_mapping.ifc_name | 07_IFC_Metadata_EAV | 5afa5db8-b04d-461f-8a15-4c53e55e3c88
bim_mapping.source_model_id | DTP_Template | 2026-06-05 | IFC_Core | Component | VAV Box L05-001 | IFC-MEP-001 |  | JSON/COBie/IFC | IfcFlowController | 5afa5db8-b04d-461f-8a15-4c53e55e3c88 | assets[].bim_mapping.source_model_id | 07_IFC_Metadata_EAV | 5afa5db8-b04d-461f-8a15-4c53e55e3c88
bim_mapping.global_id_locked | DTP_Template | 2026-06-05 | IFC_Core | Component | VAV Box L05-001 | TRUE |  | JSON/COBie/IFC | IfcFlowController | 5afa5db8-b04d-461f-8a15-4c53e55e3c88 | assets[].bim_mapping.global_id_locked | 07_IFC_Metadata_EAV | 5afa5db8-b04d-461f-8a15-4c53e55e3c88
cobie_mapping.component_name | DTP_Template | 2026-06-05 | Asset_Metadata | Component | VAV Box L05-001 | VAV-L05-001 |  | JSON/COBie/IFC | IfcFlowController | 5afa5db8-b04d-461f-8a15-4c53e55e3c88 | assets[].cobie_mapping.component_name | 07_IFC_Metadata_EAV | 5afa5db8-b04d-461f-8a15-4c53e55e3c88
cobie_mapping.type_name | DTP_Template | 2026-06-05 | Asset_Metadata | Component | VAV Box L05-001 | VAV |  | JSON/COBie/IFC | IfcFlowController | 5afa5db8-b04d-461f-8a15-4c53e55e3c88 | assets[].cobie_mapping.type_name | 07_IFC_Metadata_EAV | 5afa5db8-b04d-461f-8a15-4c53e55e3c88
cobie_mapping.system_name | DTP_Template | 2026-06-05 | Asset_Metadata | Component | VAV Box L05-001 | HVAC |  | JSON/COBie/IFC | IfcFlowController | 5afa5db8-b04d-461f-8a15-4c53e55e3c88 | assets[].cobie_mapping.system_name | 07_IFC_Metadata_EAV | 5afa5db8-b04d-461f-8a15-4c53e55e3c88
cobie_mapping.space_name | DTP_Template | 2026-06-05 | Asset_Metadata | Component | VAV Box L05-001 | SP-L05-OFFICE-A |  | JSON/COBie/IFC | IfcFlowController | 5afa5db8-b04d-461f-8a15-4c53e55e3c88 | assets[].cobie_mapping.space_name | 07_IFC_Metadata_EAV | 5afa5db8-b04d-461f-8a15-4c53e55e3c88
manufacturer_data.manufacturer | DTP_Template | 2026-06-05 | LOI_Manufacturer | Component | VAV Box L05-001 | Generic Manufacturer |  | JSON/COBie/IFC | IfcFlowController | 5afa5db8-b04d-461f-8a15-4c53e55e3c88 | assets[].manufacturer_data.manufacturer | 07_IFC_Metadata_EAV | 5afa5db8-b04d-461f-8a15-4c53e55e3c88
manufacturer_data.model | DTP_Template | 2026-06-05 | LOI_Manufacturer | Component | VAV Box L05-001 | Model-Placeholder |  | JSON/COBie/IFC | IfcFlowController | 5afa5db8-b04d-461f-8a15-4c53e55e3c88 | assets[].manufacturer_data.model | 07_IFC_Metadata_EAV | 5afa5db8-b04d-461f-8a15-4c53e55e3c88
manufacturer_data.serial_number | DTP_Template | 2026-06-05 | LOI_Manufacturer | Component | VAV Box L05-001 | SN-VAV-L05-001 |  | JSON/COBie/IFC | IfcFlowController | 5afa5db8-b04d-461f-8a15-4c53e55e3c88 | assets[].manufacturer_data.serial_number | 07_IFC_Metadata_EAV | 5afa5db8-b04d-461f-8a15-4c53e55e3c88
manufacturer_data.installation_date | DTP_Template | 2026-06-05 | LOI_Manufacturer | Component | VAV Box L05-001 | 2026-05-15 |  | JSON/COBie/IFC | IfcFlowController | 5afa5db8-b04d-461f-8a15-4c53e55e3c88 | assets[].manufacturer_data.installation_date | 07_IFC_Metadata_EAV | 5afa5db8-b04d-461f-8a15-4c53e55e3c88
manufacturer_data.warranty_start_date | DTP_Template | 2026-06-05 | LOI_Manufacturer | Component | VAV Box L05-001 | 2026-06-01 |  | JSON/COBie/IFC | IfcFlowController | 5afa5db8-b04d-461f-8a15-4c53e55e3c88 | assets[].manufacturer_data.warranty_start_date | 07_IFC_Metadata_EAV | 5afa5db8-b04d-461f-8a15-4c53e55e3c88
manufacturer_data.warranty_end_date | DTP_Template | 2026-06-05 | LOI_Manufacturer | Component | VAV Box L05-001 | 2028-06-01 |  | JSON/COBie/IFC | IfcFlowController | 5afa5db8-b04d-461f-8a15-4c53e55e3c88 | assets[].manufacturer_data.warranty_end_date | 07_IFC_Metadata_EAV | 5afa5db8-b04d-461f-8a15-4c53e55e3c88
operation_data.maintainable | DTP_Template | 2026-06-05 | LOI_Operation_Maintenance | Component | VAV Box L05-001 | TRUE |  | JSON/COBie/IFC | IfcFlowController | 5afa5db8-b04d-461f-8a15-4c53e55e3c88 | assets[].operation_data.maintainable | 07_IFC_Metadata_EAV | 5afa5db8-b04d-461f-8a15-4c53e55e3c88
operation_data.criticality | DTP_Template | 2026-06-05 | LOI_Operation_Maintenance | Component | VAV Box L05-001 | Medium |  | JSON/COBie/IFC | IfcFlowController | 5afa5db8-b04d-461f-8a15-4c53e55e3c88 | assets[].operation_data.criticality | 07_IFC_Metadata_EAV | 5afa5db8-b04d-461f-8a15-4c53e55e3c88
operation_data.expected_life_years | DTP_Template | 2026-06-05 | LOI_Operation_Maintenance | Component | VAV Box L05-001 | 15 |  | JSON/COBie/IFC | IfcFlowController | 5afa5db8-b04d-461f-8a15-4c53e55e3c88 | assets[].operation_data.expected_life_years | 07_IFC_Metadata_EAV | 5afa5db8-b04d-461f-8a15-4c53e55e3c88
operation_data.maintenance_strategy | DTP_Template | 2026-06-05 | LOI_Operation_Maintenance | Component | VAV Box L05-001 | preventive_and_condition_based |  | JSON/COBie/IFC | IfcFlowController | 5afa5db8-b04d-461f-8a15-4c53e55e3c88 | assets[].operation_data.maintenance_strategy | 07_IFC_Metadata_EAV | 5afa5db8-b04d-461f-8a15-4c53e55e3c88
operation_data.cmms_asset_id | DTP_Template | 2026-06-05 | LOI_Operation_Maintenance | Component | VAV Box L05-001 | CMMS-VAV-L05-001 |  | JSON/COBie/IFC | IfcFlowController | 5afa5db8-b04d-461f-8a15-4c53e55e3c88 | assets[].operation_data.cmms_asset_id | 07_IFC_Metadata_EAV | 5afa5db8-b04d-461f-8a15-4c53e55e3c88
operation_data.spare_part_group | DTP_Template | 2026-06-05 | LOI_Operation_Maintenance | Component | VAV Box L05-001 | SPARE-AIR-TERMINAL |  | JSON/COBie/IFC | IfcFlowController | 5afa5db8-b04d-461f-8a15-4c53e55e3c88 | assets[].operation_data.spare_part_group | 07_IFC_Metadata_EAV | 5afa5db8-b04d-461f-8a15-4c53e55e3c88
operation_data.manual_url | DTP_Template | 2026-06-05 | LOI_Operation_Maintenance | Component | VAV Box L05-001 | https://example.com/om_manuals/VAV-L05-001.pdf |  | JSON/COBie/IFC | IfcFlowController | 5afa5db8-b04d-461f-8a15-4c53e55e3c88 | assets[].operation_data.manual_url | 07_IFC_Metadata_EAV | 5afa5db8-b04d-461f-8a15-4c53e55e3c88
digital_twin.dt_entity_type | DTP_Template | 2026-06-05 | DTP_Metadata | Component | VAV Box L05-001 | asset |  | JSON/COBie/IFC | IfcFlowController | 5afa5db8-b04d-461f-8a15-4c53e55e3c88 | assets[].digital_twin.dt_entity_type | 07_IFC_Metadata_EAV | 5afa5db8-b04d-461f-8a15-4c53e55e3c88
digital_twin.state_source | DTP_Template | 2026-06-05 | DTP_Metadata | Component | VAV Box L05-001 | BMS/IoT/CMMS |  | JSON/COBie/IFC | IfcFlowController | 5afa5db8-b04d-461f-8a15-4c53e55e3c88 | assets[].digital_twin.state_source | 07_IFC_Metadata_EAV | 5afa5db8-b04d-461f-8a15-4c53e55e3c88
digital_twin.realtime_enabled | DTP_Template | 2026-06-05 | DTP_Metadata | Component | VAV Box L05-001 | TRUE |  | JSON/COBie/IFC | IfcFlowController | 5afa5db8-b04d-461f-8a15-4c53e55e3c88 | assets[].digital_twin.realtime_enabled | 07_IFC_Metadata_EAV | 5afa5db8-b04d-461f-8a15-4c53e55e3c88
digital_twin.history_enabled | DTP_Template | 2026-06-05 | DTP_Metadata | Component | VAV Box L05-001 | TRUE |  | JSON/COBie/IFC | IfcFlowController | 5afa5db8-b04d-461f-8a15-4c53e55e3c88 | assets[].digital_twin.history_enabled | 07_IFC_Metadata_EAV | 5afa5db8-b04d-461f-8a15-4c53e55e3c88
digital_twin.visual_selectable | DTP_Template | 2026-06-05 | DTP_Metadata | Component | VAV Box L05-001 | TRUE |  | JSON/COBie/IFC | IfcFlowController | 5afa5db8-b04d-461f-8a15-4c53e55e3c88 | assets[].digital_twin.visual_selectable | 07_IFC_Metadata_EAV | 5afa5db8-b04d-461f-8a15-4c53e55e3c88
digital_twin.visual_highlight_layer | DTP_Template | 2026-06-05 | DTP_Metadata | Component | VAV Box L05-001 | LAYER-ASSET-HVAC |  | JSON/COBie/IFC | IfcFlowController | 5afa5db8-b04d-461f-8a15-4c53e55e3c88 | assets[].digital_twin.visual_highlight_layer | 07_IFC_Metadata_EAV | 5afa5db8-b04d-461f-8a15-4c53e55e3c88
tags[0] | DTP_Template | 2026-06-05 | Asset_Metadata | Component | VAV Box L05-001 | hvac |  | JSON/COBie/IFC | IfcFlowController | 5afa5db8-b04d-461f-8a15-4c53e55e3c88 | assets[].tags[0] | 07_IFC_Metadata_EAV | 5afa5db8-b04d-461f-8a15-4c53e55e3c88
tags[1] | DTP_Template | 2026-06-05 | Asset_Metadata | Component | VAV Box L05-001 | air_terminal |  | JSON/COBie/IFC | IfcFlowController | 5afa5db8-b04d-461f-8a15-4c53e55e3c88 | assets[].tags[1] | 07_IFC_Metadata_EAV | 5afa5db8-b04d-461f-8a15-4c53e55e3c88
tags[2] | DTP_Template | 2026-06-05 | Asset_Metadata | Component | VAV Box L05-001 | vav |  | JSON/COBie/IFC | IfcFlowController | 5afa5db8-b04d-461f-8a15-4c53e55e3c88 | assets[].tags[2] | 07_IFC_Metadata_EAV | 5afa5db8-b04d-461f-8a15-4c53e55e3c88
asset_id | DTP_Template | 2026-06-05 | Asset_Metadata | Component | Fan Coil Unit L10-001 | FCU-L10-001 |  | JSON/COBie/IFC | IfcFlowTerminal | d3aa0593-2a36-463a-afac-a9e421da167b | assets[].asset_id | 07_IFC_Metadata_EAV | d3aa0593-2a36-463a-afac-a9e421da167b
asset_name | DTP_Template | 2026-06-05 | Asset_Metadata | Component | Fan Coil Unit L10-001 | Fan Coil Unit L10-001 |  | JSON/COBie/IFC | IfcFlowTerminal | d3aa0593-2a36-463a-afac-a9e421da167b | assets[].asset_name | 07_IFC_Metadata_EAV | d3aa0593-2a36-463a-afac-a9e421da167b
asset_status | DTP_Template | 2026-06-05 | Asset_Metadata | Component | Fan Coil Unit L10-001 | in_service |  | JSON/COBie/IFC | IfcFlowTerminal | d3aa0593-2a36-463a-afac-a9e421da167b | assets[].asset_status | 07_IFC_Metadata_EAV | d3aa0593-2a36-463a-afac-a9e421da167b
system | DTP_Template | 2026-06-05 | Asset_Metadata | Component | Fan Coil Unit L10-001 | HVAC |  | JSON/COBie/IFC | IfcFlowTerminal | d3aa0593-2a36-463a-afac-a9e421da167b | assets[].system | 07_IFC_Metadata_EAV | d3aa0593-2a36-463a-afac-a9e421da167b
discipline | DTP_Template | 2026-06-05 | Asset_Metadata | Component | Fan Coil Unit L10-001 | MEP |  | JSON/COBie/IFC | IfcFlowTerminal | d3aa0593-2a36-463a-afac-a9e421da167b | assets[].discipline | 07_IFC_Metadata_EAV | d3aa0593-2a36-463a-afac-a9e421da167b
category | DTP_Template | 2026-06-05 | Asset_Metadata | Component | Fan Coil Unit L10-001 | Fan Coil Unit |  | JSON/COBie/IFC | IfcFlowTerminal | d3aa0593-2a36-463a-afac-a9e421da167b | assets[].category | 07_IFC_Metadata_EAV | d3aa0593-2a36-463a-afac-a9e421da167b
asset_type | DTP_Template | 2026-06-05 | Asset_Metadata | Component | Fan Coil Unit L10-001 | FCU |  | JSON/COBie/IFC | IfcFlowTerminal | d3aa0593-2a36-463a-afac-a9e421da167b | assets[].asset_type | 07_IFC_Metadata_EAV | d3aa0593-2a36-463a-afac-a9e421da167b
classification.uniclass_code | DTP_Template | 2026-06-05 | LOI_Classification | Component | Fan Coil Unit L10-001 | placeholder |  | JSON/COBie/IFC | IfcFlowTerminal | d3aa0593-2a36-463a-afac-a9e421da167b | assets[].classification.uniclass_code | 07_IFC_Metadata_EAV | d3aa0593-2a36-463a-afac-a9e421da167b
classification.omniclass_code | DTP_Template | 2026-06-05 | LOI_Classification | Component | Fan Coil Unit L10-001 | placeholder |  | JSON/COBie/IFC | IfcFlowTerminal | d3aa0593-2a36-463a-afac-a9e421da167b | assets[].classification.omniclass_code | 07_IFC_Metadata_EAV | d3aa0593-2a36-463a-afac-a9e421da167b
classification.local_classification | DTP_Template | 2026-06-05 | LOI_Classification | Component | Fan Coil Unit L10-001 | HVAC/Fan Coil Unit/FCU |  | JSON/COBie/IFC | IfcFlowTerminal | d3aa0593-2a36-463a-afac-a9e421da167b | assets[].classification.local_classification | 07_IFC_Metadata_EAV | d3aa0593-2a36-463a-afac-a9e421da167b
location.facility_id | DTP_Template | 2026-06-05 | LOI_Location | Component | Fan Coil Unit L10-001 | FAC-OFFICE-TOWER-A |  | JSON/COBie/IFC | IfcFlowTerminal | d3aa0593-2a36-463a-afac-a9e421da167b | assets[].location.facility_id | 07_IFC_Metadata_EAV | d3aa0593-2a36-463a-afac-a9e421da167b
location.floor_id | DTP_Template | 2026-06-05 | LOI_Location | Component | Fan Coil Unit L10-001 | FL-L10 |  | JSON/COBie/IFC | IfcFlowTerminal | d3aa0593-2a36-463a-afac-a9e421da167b | assets[].location.floor_id | 07_IFC_Metadata_EAV | d3aa0593-2a36-463a-afac-a9e421da167b
location.space_id | DTP_Template | 2026-06-05 | LOI_Location | Component | Fan Coil Unit L10-001 | SP-L10-OFFICE-A |  | JSON/COBie/IFC | IfcFlowTerminal | d3aa0593-2a36-463a-afac-a9e421da167b | assets[].location.space_id | 07_IFC_Metadata_EAV | d3aa0593-2a36-463a-afac-a9e421da167b
location.zone_id | DTP_Template | 2026-06-05 | LOI_Location | Component | Fan Coil Unit L10-001 | ZONE-OFFICE-L10 |  | JSON/COBie/IFC | IfcFlowTerminal | d3aa0593-2a36-463a-afac-a9e421da167b | assets[].location.zone_id | 07_IFC_Metadata_EAV | d3aa0593-2a36-463a-afac-a9e421da167b
bim_mapping.ifc_guid | DTP_Template | 2026-06-05 | IFC_Core | Component | Fan Coil Unit L10-001 | d3aa0593-2a36-463a-afac-a9e421da167b |  | JSON/COBie/IFC | IfcFlowTerminal | d3aa0593-2a36-463a-afac-a9e421da167b | assets[].bim_mapping.ifc_guid | 07_IFC_Metadata_EAV | d3aa0593-2a36-463a-afac-a9e421da167b
bim_mapping.ifc_entity | DTP_Template | 2026-06-05 | IFC_Core | Component | Fan Coil Unit L10-001 | IfcFlowTerminal |  | JSON/COBie/IFC | IfcFlowTerminal | d3aa0593-2a36-463a-afac-a9e421da167b | assets[].bim_mapping.ifc_entity | 07_IFC_Metadata_EAV | d3aa0593-2a36-463a-afac-a9e421da167b
bim_mapping.ifc_name | DTP_Template | 2026-06-05 | IFC_Core | Component | Fan Coil Unit L10-001 | Fan Coil Unit L10-001 |  | JSON/COBie/IFC | IfcFlowTerminal | d3aa0593-2a36-463a-afac-a9e421da167b | assets[].bim_mapping.ifc_name | 07_IFC_Metadata_EAV | d3aa0593-2a36-463a-afac-a9e421da167b
bim_mapping.source_model_id | DTP_Template | 2026-06-05 | IFC_Core | Component | Fan Coil Unit L10-001 | IFC-MEP-001 |  | JSON/COBie/IFC | IfcFlowTerminal | d3aa0593-2a36-463a-afac-a9e421da167b | assets[].bim_mapping.source_model_id | 07_IFC_Metadata_EAV | d3aa0593-2a36-463a-afac-a9e421da167b
bim_mapping.global_id_locked | DTP_Template | 2026-06-05 | IFC_Core | Component | Fan Coil Unit L10-001 | TRUE |  | JSON/COBie/IFC | IfcFlowTerminal | d3aa0593-2a36-463a-afac-a9e421da167b | assets[].bim_mapping.global_id_locked | 07_IFC_Metadata_EAV | d3aa0593-2a36-463a-afac-a9e421da167b
cobie_mapping.component_name | DTP_Template | 2026-06-05 | Asset_Metadata | Component | Fan Coil Unit L10-001 | FCU-L10-001 |  | JSON/COBie/IFC | IfcFlowTerminal | d3aa0593-2a36-463a-afac-a9e421da167b | assets[].cobie_mapping.component_name | 07_IFC_Metadata_EAV | d3aa0593-2a36-463a-afac-a9e421da167b
cobie_mapping.type_name | DTP_Template | 2026-06-05 | Asset_Metadata | Component | Fan Coil Unit L10-001 | FCU |  | JSON/COBie/IFC | IfcFlowTerminal | d3aa0593-2a36-463a-afac-a9e421da167b | assets[].cobie_mapping.type_name | 07_IFC_Metadata_EAV | d3aa0593-2a36-463a-afac-a9e421da167b
cobie_mapping.system_name | DTP_Template | 2026-06-05 | Asset_Metadata | Component | Fan Coil Unit L10-001 | HVAC |  | JSON/COBie/IFC | IfcFlowTerminal | d3aa0593-2a36-463a-afac-a9e421da167b | assets[].cobie_mapping.system_name | 07_IFC_Metadata_EAV | d3aa0593-2a36-463a-afac-a9e421da167b
cobie_mapping.space_name | DTP_Template | 2026-06-05 | Asset_Metadata | Component | Fan Coil Unit L10-001 | SP-L10-OFFICE-A |  | JSON/COBie/IFC | IfcFlowTerminal | d3aa0593-2a36-463a-afac-a9e421da167b | assets[].cobie_mapping.space_name | 07_IFC_Metadata_EAV | d3aa0593-2a36-463a-afac-a9e421da167b
manufacturer_data.manufacturer | DTP_Template | 2026-06-05 | LOI_Manufacturer | Component | Fan Coil Unit L10-001 | Daikin |  | JSON/COBie/IFC | IfcFlowTerminal | d3aa0593-2a36-463a-afac-a9e421da167b | assets[].manufacturer_data.manufacturer | 07_IFC_Metadata_EAV | d3aa0593-2a36-463a-afac-a9e421da167b
manufacturer_data.model | DTP_Template | 2026-06-05 | LOI_Manufacturer | Component | Fan Coil Unit L10-001 | FCU-400 |  | JSON/COBie/IFC | IfcFlowTerminal | d3aa0593-2a36-463a-afac-a9e421da167b | assets[].manufacturer_data.model | 07_IFC_Metadata_EAV | d3aa0593-2a36-463a-afac-a9e421da167b
manufacturer_data.serial_number | DTP_Template | 2026-06-05 | LOI_Manufacturer | Component | Fan Coil Unit L10-001 | SN-FCU-L10-001 |  | JSON/COBie/IFC | IfcFlowTerminal | d3aa0593-2a36-463a-afac-a9e421da167b | assets[].manufacturer_data.serial_number | 07_IFC_Metadata_EAV | d3aa0593-2a36-463a-afac-a9e421da167b
manufacturer_data.installation_date | DTP_Template | 2026-06-05 | LOI_Manufacturer | Component | Fan Coil Unit L10-001 | 2026-05-15 |  | JSON/COBie/IFC | IfcFlowTerminal | d3aa0593-2a36-463a-afac-a9e421da167b | assets[].manufacturer_data.installation_date | 07_IFC_Metadata_EAV | d3aa0593-2a36-463a-afac-a9e421da167b
manufacturer_data.warranty_start_date | DTP_Template | 2026-06-05 | LOI_Manufacturer | Component | Fan Coil Unit L10-001 | 2026-06-01 |  | JSON/COBie/IFC | IfcFlowTerminal | d3aa0593-2a36-463a-afac-a9e421da167b | assets[].manufacturer_data.warranty_start_date | 07_IFC_Metadata_EAV | d3aa0593-2a36-463a-afac-a9e421da167b
manufacturer_data.warranty_end_date | DTP_Template | 2026-06-05 | LOI_Manufacturer | Component | Fan Coil Unit L10-001 | 2028-06-01 |  | JSON/COBie/IFC | IfcFlowTerminal | d3aa0593-2a36-463a-afac-a9e421da167b | assets[].manufacturer_data.warranty_end_date | 07_IFC_Metadata_EAV | d3aa0593-2a36-463a-afac-a9e421da167b
operation_data.maintainable | DTP_Template | 2026-06-05 | LOI_Operation_Maintenance | Component | Fan Coil Unit L10-001 | TRUE |  | JSON/COBie/IFC | IfcFlowTerminal | d3aa0593-2a36-463a-afac-a9e421da167b | assets[].operation_data.maintainable | 07_IFC_Metadata_EAV | d3aa0593-2a36-463a-afac-a9e421da167b
operation_data.criticality | DTP_Template | 2026-06-05 | LOI_Operation_Maintenance | Component | Fan Coil Unit L10-001 | Medium |  | JSON/COBie/IFC | IfcFlowTerminal | d3aa0593-2a36-463a-afac-a9e421da167b | assets[].operation_data.criticality | 07_IFC_Metadata_EAV | d3aa0593-2a36-463a-afac-a9e421da167b
operation_data.expected_life_years | DTP_Template | 2026-06-05 | LOI_Operation_Maintenance | Component | Fan Coil Unit L10-001 | 15 |  | JSON/COBie/IFC | IfcFlowTerminal | d3aa0593-2a36-463a-afac-a9e421da167b | assets[].operation_data.expected_life_years | 07_IFC_Metadata_EAV | d3aa0593-2a36-463a-afac-a9e421da167b
operation_data.maintenance_strategy | DTP_Template | 2026-06-05 | LOI_Operation_Maintenance | Component | Fan Coil Unit L10-001 | preventive_and_condition_based |  | JSON/COBie/IFC | IfcFlowTerminal | d3aa0593-2a36-463a-afac-a9e421da167b | assets[].operation_data.maintenance_strategy | 07_IFC_Metadata_EAV | d3aa0593-2a36-463a-afac-a9e421da167b
operation_data.cmms_asset_id | DTP_Template | 2026-06-05 | LOI_Operation_Maintenance | Component | Fan Coil Unit L10-001 | CMMS-FCU-L10-001 |  | JSON/COBie/IFC | IfcFlowTerminal | d3aa0593-2a36-463a-afac-a9e421da167b | assets[].operation_data.cmms_asset_id | 07_IFC_Metadata_EAV | d3aa0593-2a36-463a-afac-a9e421da167b
operation_data.spare_part_group | DTP_Template | 2026-06-05 | LOI_Operation_Maintenance | Component | Fan Coil Unit L10-001 | SPARE-FAN-COIL-UNIT |  | JSON/COBie/IFC | IfcFlowTerminal | d3aa0593-2a36-463a-afac-a9e421da167b | assets[].operation_data.spare_part_group | 07_IFC_Metadata_EAV | d3aa0593-2a36-463a-afac-a9e421da167b
operation_data.manual_url | DTP_Template | 2026-06-05 | LOI_Operation_Maintenance | Component | Fan Coil Unit L10-001 | https://example.com/om_manuals/FCU-L10-001.pdf |  | JSON/COBie/IFC | IfcFlowTerminal | d3aa0593-2a36-463a-afac-a9e421da167b | assets[].operation_data.manual_url | 07_IFC_Metadata_EAV | d3aa0593-2a36-463a-afac-a9e421da167b
digital_twin.dt_entity_type | DTP_Template | 2026-06-05 | DTP_Metadata | Component | Fan Coil Unit L10-001 | asset |  | JSON/COBie/IFC | IfcFlowTerminal | d3aa0593-2a36-463a-afac-a9e421da167b | assets[].digital_twin.dt_entity_type | 07_IFC_Metadata_EAV | d3aa0593-2a36-463a-afac-a9e421da167b
digital_twin.state_source | DTP_Template | 2026-06-05 | DTP_Metadata | Component | Fan Coil Unit L10-001 | BMS/IoT/CMMS |  | JSON/COBie/IFC | IfcFlowTerminal | d3aa0593-2a36-463a-afac-a9e421da167b | assets[].digital_twin.state_source | 07_IFC_Metadata_EAV | d3aa0593-2a36-463a-afac-a9e421da167b
digital_twin.realtime_enabled | DTP_Template | 2026-06-05 | DTP_Metadata | Component | Fan Coil Unit L10-001 | TRUE |  | JSON/COBie/IFC | IfcFlowTerminal | d3aa0593-2a36-463a-afac-a9e421da167b | assets[].digital_twin.realtime_enabled | 07_IFC_Metadata_EAV | d3aa0593-2a36-463a-afac-a9e421da167b
digital_twin.history_enabled | DTP_Template | 2026-06-05 | DTP_Metadata | Component | Fan Coil Unit L10-001 | TRUE |  | JSON/COBie/IFC | IfcFlowTerminal | d3aa0593-2a36-463a-afac-a9e421da167b | assets[].digital_twin.history_enabled | 07_IFC_Metadata_EAV | d3aa0593-2a36-463a-afac-a9e421da167b
digital_twin.visual_selectable | DTP_Template | 2026-06-05 | DTP_Metadata | Component | Fan Coil Unit L10-001 | TRUE |  | JSON/COBie/IFC | IfcFlowTerminal | d3aa0593-2a36-463a-afac-a9e421da167b | assets[].digital_twin.visual_selectable | 07_IFC_Metadata_EAV | d3aa0593-2a36-463a-afac-a9e421da167b
digital_twin.visual_highlight_layer | DTP_Template | 2026-06-05 | DTP_Metadata | Component | Fan Coil Unit L10-001 | LAYER-ASSET-HVAC |  | JSON/COBie/IFC | IfcFlowTerminal | d3aa0593-2a36-463a-afac-a9e421da167b | assets[].digital_twin.visual_highlight_layer | 07_IFC_Metadata_EAV | d3aa0593-2a36-463a-afac-a9e421da167b
tags[0] | DTP_Template | 2026-06-05 | Asset_Metadata | Component | Fan Coil Unit L10-001 | hvac |  | JSON/COBie/IFC | IfcFlowTerminal | d3aa0593-2a36-463a-afac-a9e421da167b | assets[].tags[0] | 07_IFC_Metadata_EAV | d3aa0593-2a36-463a-afac-a9e421da167b
tags[1] | DTP_Template | 2026-06-05 | Asset_Metadata | Component | Fan Coil Unit L10-001 | fan_coil_unit |  | JSON/COBie/IFC | IfcFlowTerminal | d3aa0593-2a36-463a-afac-a9e421da167b | assets[].tags[1] | 07_IFC_Metadata_EAV | d3aa0593-2a36-463a-afac-a9e421da167b
tags[2] | DTP_Template | 2026-06-05 | Asset_Metadata | Component | Fan Coil Unit L10-001 | fcu |  | JSON/COBie/IFC | IfcFlowTerminal | d3aa0593-2a36-463a-afac-a9e421da167b | assets[].tags[2] | 07_IFC_Metadata_EAV | d3aa0593-2a36-463a-afac-a9e421da167b
asset_id | DTP_Template | 2026-06-05 | Asset_Metadata | Component | VAV Box L10-001 | VAV-L10-001 |  | JSON/COBie/IFC | IfcFlowController | 790996df-89c1-4148-9650-dd6b39aa33ef | assets[].asset_id | 07_IFC_Metadata_EAV | 790996df-89c1-4148-9650-dd6b39aa33ef
asset_name | DTP_Template | 2026-06-05 | Asset_Metadata | Component | VAV Box L10-001 | VAV Box L10-001 |  | JSON/COBie/IFC | IfcFlowController | 790996df-89c1-4148-9650-dd6b39aa33ef | assets[].asset_name | 07_IFC_Metadata_EAV | 790996df-89c1-4148-9650-dd6b39aa33ef
asset_status | DTP_Template | 2026-06-05 | Asset_Metadata | Component | VAV Box L10-001 | in_service |  | JSON/COBie/IFC | IfcFlowController | 790996df-89c1-4148-9650-dd6b39aa33ef | assets[].asset_status | 07_IFC_Metadata_EAV | 790996df-89c1-4148-9650-dd6b39aa33ef
system | DTP_Template | 2026-06-05 | Asset_Metadata | Component | VAV Box L10-001 | HVAC |  | JSON/COBie/IFC | IfcFlowController | 790996df-89c1-4148-9650-dd6b39aa33ef | assets[].system | 07_IFC_Metadata_EAV | 790996df-89c1-4148-9650-dd6b39aa33ef
discipline | DTP_Template | 2026-06-05 | Asset_Metadata | Component | VAV Box L10-001 | MEP |  | JSON/COBie/IFC | IfcFlowController | 790996df-89c1-4148-9650-dd6b39aa33ef | assets[].discipline | 07_IFC_Metadata_EAV | 790996df-89c1-4148-9650-dd6b39aa33ef
category | DTP_Template | 2026-06-05 | Asset_Metadata | Component | VAV Box L10-001 | Air Terminal |  | JSON/COBie/IFC | IfcFlowController | 790996df-89c1-4148-9650-dd6b39aa33ef | assets[].category | 07_IFC_Metadata_EAV | 790996df-89c1-4148-9650-dd6b39aa33ef
asset_type | DTP_Template | 2026-06-05 | Asset_Metadata | Component | VAV Box L10-001 | VAV |  | JSON/COBie/IFC | IfcFlowController | 790996df-89c1-4148-9650-dd6b39aa33ef | assets[].asset_type | 07_IFC_Metadata_EAV | 790996df-89c1-4148-9650-dd6b39aa33ef
classification.uniclass_code | DTP_Template | 2026-06-05 | LOI_Classification | Component | VAV Box L10-001 | placeholder |  | JSON/COBie/IFC | IfcFlowController | 790996df-89c1-4148-9650-dd6b39aa33ef | assets[].classification.uniclass_code | 07_IFC_Metadata_EAV | 790996df-89c1-4148-9650-dd6b39aa33ef
classification.omniclass_code | DTP_Template | 2026-06-05 | LOI_Classification | Component | VAV Box L10-001 | placeholder |  | JSON/COBie/IFC | IfcFlowController | 790996df-89c1-4148-9650-dd6b39aa33ef | assets[].classification.omniclass_code | 07_IFC_Metadata_EAV | 790996df-89c1-4148-9650-dd6b39aa33ef
classification.local_classification | DTP_Template | 2026-06-05 | LOI_Classification | Component | VAV Box L10-001 | HVAC/Air Terminal/VAV |  | JSON/COBie/IFC | IfcFlowController | 790996df-89c1-4148-9650-dd6b39aa33ef | assets[].classification.local_classification | 07_IFC_Metadata_EAV | 790996df-89c1-4148-9650-dd6b39aa33ef
location.facility_id | DTP_Template | 2026-06-05 | LOI_Location | Component | VAV Box L10-001 | FAC-OFFICE-TOWER-A |  | JSON/COBie/IFC | IfcFlowController | 790996df-89c1-4148-9650-dd6b39aa33ef | assets[].location.facility_id | 07_IFC_Metadata_EAV | 790996df-89c1-4148-9650-dd6b39aa33ef
location.floor_id | DTP_Template | 2026-06-05 | LOI_Location | Component | VAV Box L10-001 | FL-L10 |  | JSON/COBie/IFC | IfcFlowController | 790996df-89c1-4148-9650-dd6b39aa33ef | assets[].location.floor_id | 07_IFC_Metadata_EAV | 790996df-89c1-4148-9650-dd6b39aa33ef
location.space_id | DTP_Template | 2026-06-05 | LOI_Location | Component | VAV Box L10-001 | SP-L10-OFFICE-A |  | JSON/COBie/IFC | IfcFlowController | 790996df-89c1-4148-9650-dd6b39aa33ef | assets[].location.space_id | 07_IFC_Metadata_EAV | 790996df-89c1-4148-9650-dd6b39aa33ef
location.zone_id | DTP_Template | 2026-06-05 | LOI_Location | Component | VAV Box L10-001 | ZONE-OFFICE-L10 |  | JSON/COBie/IFC | IfcFlowController | 790996df-89c1-4148-9650-dd6b39aa33ef | assets[].location.zone_id | 07_IFC_Metadata_EAV | 790996df-89c1-4148-9650-dd6b39aa33ef
bim_mapping.ifc_guid | DTP_Template | 2026-06-05 | IFC_Core | Component | VAV Box L10-001 | 790996df-89c1-4148-9650-dd6b39aa33ef |  | JSON/COBie/IFC | IfcFlowController | 790996df-89c1-4148-9650-dd6b39aa33ef | assets[].bim_mapping.ifc_guid | 07_IFC_Metadata_EAV | 790996df-89c1-4148-9650-dd6b39aa33ef
bim_mapping.ifc_entity | DTP_Template | 2026-06-05 | IFC_Core | Component | VAV Box L10-001 | IfcFlowController |  | JSON/COBie/IFC | IfcFlowController | 790996df-89c1-4148-9650-dd6b39aa33ef | assets[].bim_mapping.ifc_entity | 07_IFC_Metadata_EAV | 790996df-89c1-4148-9650-dd6b39aa33ef
bim_mapping.ifc_name | DTP_Template | 2026-06-05 | IFC_Core | Component | VAV Box L10-001 | VAV Box L10-001 |  | JSON/COBie/IFC | IfcFlowController | 790996df-89c1-4148-9650-dd6b39aa33ef | assets[].bim_mapping.ifc_name | 07_IFC_Metadata_EAV | 790996df-89c1-4148-9650-dd6b39aa33ef
bim_mapping.source_model_id | DTP_Template | 2026-06-05 | IFC_Core | Component | VAV Box L10-001 | IFC-MEP-001 |  | JSON/COBie/IFC | IfcFlowController | 790996df-89c1-4148-9650-dd6b39aa33ef | assets[].bim_mapping.source_model_id | 07_IFC_Metadata_EAV | 790996df-89c1-4148-9650-dd6b39aa33ef
bim_mapping.global_id_locked | DTP_Template | 2026-06-05 | IFC_Core | Component | VAV Box L10-001 | TRUE |  | JSON/COBie/IFC | IfcFlowController | 790996df-89c1-4148-9650-dd6b39aa33ef | assets[].bim_mapping.global_id_locked | 07_IFC_Metadata_EAV | 790996df-89c1-4148-9650-dd6b39aa33ef
cobie_mapping.component_name | DTP_Template | 2026-06-05 | Asset_Metadata | Component | VAV Box L10-001 | VAV-L10-001 |  | JSON/COBie/IFC | IfcFlowController | 790996df-89c1-4148-9650-dd6b39aa33ef | assets[].cobie_mapping.component_name | 07_IFC_Metadata_EAV | 790996df-89c1-4148-9650-dd6b39aa33ef
cobie_mapping.type_name | DTP_Template | 2026-06-05 | Asset_Metadata | Component | VAV Box L10-001 | VAV |  | JSON/COBie/IFC | IfcFlowController | 790996df-89c1-4148-9650-dd6b39aa33ef | assets[].cobie_mapping.type_name | 07_IFC_Metadata_EAV | 790996df-89c1-4148-9650-dd6b39aa33ef
cobie_mapping.system_name | DTP_Template | 2026-06-05 | Asset_Metadata | Component | VAV Box L10-001 | HVAC |  | JSON/COBie/IFC | IfcFlowController | 790996df-89c1-4148-9650-dd6b39aa33ef | assets[].cobie_mapping.system_name | 07_IFC_Metadata_EAV | 790996df-89c1-4148-9650-dd6b39aa33ef
cobie_mapping.space_name | DTP_Template | 2026-06-05 | Asset_Metadata | Component | VAV Box L10-001 | SP-L10-OFFICE-A |  | JSON/COBie/IFC | IfcFlowController | 790996df-89c1-4148-9650-dd6b39aa33ef | assets[].cobie_mapping.space_name | 07_IFC_Metadata_EAV | 790996df-89c1-4148-9650-dd6b39aa33ef
manufacturer_data.manufacturer | DTP_Template | 2026-06-05 | LOI_Manufacturer | Component | VAV Box L10-001 | Generic Manufacturer |  | JSON/COBie/IFC | IfcFlowController | 790996df-89c1-4148-9650-dd6b39aa33ef | assets[].manufacturer_data.manufacturer | 07_IFC_Metadata_EAV | 790996df-89c1-4148-9650-dd6b39aa33ef
manufacturer_data.model | DTP_Template | 2026-06-05 | LOI_Manufacturer | Component | VAV Box L10-001 | Model-Placeholder |  | JSON/COBie/IFC | IfcFlowController | 790996df-89c1-4148-9650-dd6b39aa33ef | assets[].manufacturer_data.model | 07_IFC_Metadata_EAV | 790996df-89c1-4148-9650-dd6b39aa33ef
manufacturer_data.serial_number | DTP_Template | 2026-06-05 | LOI_Manufacturer | Component | VAV Box L10-001 | SN-VAV-L10-001 |  | JSON/COBie/IFC | IfcFlowController | 790996df-89c1-4148-9650-dd6b39aa33ef | assets[].manufacturer_data.serial_number | 07_IFC_Metadata_EAV | 790996df-89c1-4148-9650-dd6b39aa33ef
manufacturer_data.installation_date | DTP_Template | 2026-06-05 | LOI_Manufacturer | Component | VAV Box L10-001 | 2026-05-15 |  | JSON/COBie/IFC | IfcFlowController | 790996df-89c1-4148-9650-dd6b39aa33ef | assets[].manufacturer_data.installation_date | 07_IFC_Metadata_EAV | 790996df-89c1-4148-9650-dd6b39aa33ef
manufacturer_data.warranty_start_date | DTP_Template | 2026-06-05 | LOI_Manufacturer | Component | VAV Box L10-001 | 2026-06-01 |  | JSON/COBie/IFC | IfcFlowController | 790996df-89c1-4148-9650-dd6b39aa33ef | assets[].manufacturer_data.warranty_start_date | 07_IFC_Metadata_EAV | 790996df-89c1-4148-9650-dd6b39aa33ef
manufacturer_data.warranty_end_date | DTP_Template | 2026-06-05 | LOI_Manufacturer | Component | VAV Box L10-001 | 2028-06-01 |  | JSON/COBie/IFC | IfcFlowController | 790996df-89c1-4148-9650-dd6b39aa33ef | assets[].manufacturer_data.warranty_end_date | 07_IFC_Metadata_EAV | 790996df-89c1-4148-9650-dd6b39aa33ef
operation_data.maintainable | DTP_Template | 2026-06-05 | LOI_Operation_Maintenance | Component | VAV Box L10-001 | TRUE |  | JSON/COBie/IFC | IfcFlowController | 790996df-89c1-4148-9650-dd6b39aa33ef | assets[].operation_data.maintainable | 07_IFC_Metadata_EAV | 790996df-89c1-4148-9650-dd6b39aa33ef
operation_data.criticality | DTP_Template | 2026-06-05 | LOI_Operation_Maintenance | Component | VAV Box L10-001 | Medium |  | JSON/COBie/IFC | IfcFlowController | 790996df-89c1-4148-9650-dd6b39aa33ef | assets[].operation_data.criticality | 07_IFC_Metadata_EAV | 790996df-89c1-4148-9650-dd6b39aa33ef
operation_data.expected_life_years | DTP_Template | 2026-06-05 | LOI_Operation_Maintenance | Component | VAV Box L10-001 | 15 |  | JSON/COBie/IFC | IfcFlowController | 790996df-89c1-4148-9650-dd6b39aa33ef | assets[].operation_data.expected_life_years | 07_IFC_Metadata_EAV | 790996df-89c1-4148-9650-dd6b39aa33ef
operation_data.maintenance_strategy | DTP_Template | 2026-06-05 | LOI_Operation_Maintenance | Component | VAV Box L10-001 | preventive_and_condition_based |  | JSON/COBie/IFC | IfcFlowController | 790996df-89c1-4148-9650-dd6b39aa33ef | assets[].operation_data.maintenance_strategy | 07_IFC_Metadata_EAV | 790996df-89c1-4148-9650-dd6b39aa33ef
operation_data.cmms_asset_id | DTP_Template | 2026-06-05 | LOI_Operation_Maintenance | Component | VAV Box L10-001 | CMMS-VAV-L10-001 |  | JSON/COBie/IFC | IfcFlowController | 790996df-89c1-4148-9650-dd6b39aa33ef | assets[].operation_data.cmms_asset_id | 07_IFC_Metadata_EAV | 790996df-89c1-4148-9650-dd6b39aa33ef
operation_data.spare_part_group | DTP_Template | 2026-06-05 | LOI_Operation_Maintenance | Component | VAV Box L10-001 | SPARE-AIR-TERMINAL |  | JSON/COBie/IFC | IfcFlowController | 790996df-89c1-4148-9650-dd6b39aa33ef | assets[].operation_data.spare_part_group | 07_IFC_Metadata_EAV | 790996df-89c1-4148-9650-dd6b39aa33ef
operation_data.manual_url | DTP_Template | 2026-06-05 | LOI_Operation_Maintenance | Component | VAV Box L10-001 | https://example.com/om_manuals/VAV-L10-001.pdf |  | JSON/COBie/IFC | IfcFlowController | 790996df-89c1-4148-9650-dd6b39aa33ef | assets[].operation_data.manual_url | 07_IFC_Metadata_EAV | 790996df-89c1-4148-9650-dd6b39aa33ef
digital_twin.dt_entity_type | DTP_Template | 2026-06-05 | DTP_Metadata | Component | VAV Box L10-001 | asset |  | JSON/COBie/IFC | IfcFlowController | 790996df-89c1-4148-9650-dd6b39aa33ef | assets[].digital_twin.dt_entity_type | 07_IFC_Metadata_EAV | 790996df-89c1-4148-9650-dd6b39aa33ef
digital_twin.state_source | DTP_Template | 2026-06-05 | DTP_Metadata | Component | VAV Box L10-001 | BMS/IoT/CMMS |  | JSON/COBie/IFC | IfcFlowController | 790996df-89c1-4148-9650-dd6b39aa33ef | assets[].digital_twin.state_source | 07_IFC_Metadata_EAV | 790996df-89c1-4148-9650-dd6b39aa33ef
digital_twin.realtime_enabled | DTP_Template | 2026-06-05 | DTP_Metadata | Component | VAV Box L10-001 | TRUE |  | JSON/COBie/IFC | IfcFlowController | 790996df-89c1-4148-9650-dd6b39aa33ef | assets[].digital_twin.realtime_enabled | 07_IFC_Metadata_EAV | 790996df-89c1-4148-9650-dd6b39aa33ef
digital_twin.history_enabled | DTP_Template | 2026-06-05 | DTP_Metadata | Component | VAV Box L10-001 | TRUE |  | JSON/COBie/IFC | IfcFlowController | 790996df-89c1-4148-9650-dd6b39aa33ef | assets[].digital_twin.history_enabled | 07_IFC_Metadata_EAV | 790996df-89c1-4148-9650-dd6b39aa33ef
digital_twin.visual_selectable | DTP_Template | 2026-06-05 | DTP_Metadata | Component | VAV Box L10-001 | TRUE |  | JSON/COBie/IFC | IfcFlowController | 790996df-89c1-4148-9650-dd6b39aa33ef | assets[].digital_twin.visual_selectable | 07_IFC_Metadata_EAV | 790996df-89c1-4148-9650-dd6b39aa33ef
digital_twin.visual_highlight_layer | DTP_Template | 2026-06-05 | DTP_Metadata | Component | VAV Box L10-001 | LAYER-ASSET-HVAC |  | JSON/COBie/IFC | IfcFlowController | 790996df-89c1-4148-9650-dd6b39aa33ef | assets[].digital_twin.visual_highlight_layer | 07_IFC_Metadata_EAV | 790996df-89c1-4148-9650-dd6b39aa33ef
tags[0] | DTP_Template | 2026-06-05 | Asset_Metadata | Component | VAV Box L10-001 | hvac |  | JSON/COBie/IFC | IfcFlowController | 790996df-89c1-4148-9650-dd6b39aa33ef | assets[].tags[0] | 07_IFC_Metadata_EAV | 790996df-89c1-4148-9650-dd6b39aa33ef
tags[1] | DTP_Template | 2026-06-05 | Asset_Metadata | Component | VAV Box L10-001 | air_terminal |  | JSON/COBie/IFC | IfcFlowController | 790996df-89c1-4148-9650-dd6b39aa33ef | assets[].tags[1] | 07_IFC_Metadata_EAV | 790996df-89c1-4148-9650-dd6b39aa33ef
tags[2] | DTP_Template | 2026-06-05 | Asset_Metadata | Component | VAV Box L10-001 | vav |  | JSON/COBie/IFC | IfcFlowController | 790996df-89c1-4148-9650-dd6b39aa33ef | assets[].tags[2] | 07_IFC_Metadata_EAV | 790996df-89c1-4148-9650-dd6b39aa33ef
asset_id | DTP_Template | 2026-06-05 | Asset_Metadata | Component | Fan Coil Unit L20-001 | FCU-L20-001 |  | JSON/COBie/IFC | IfcFlowTerminal | c9110d5f-e5b1-4aed-b787-7c3b40f17fae | assets[].asset_id | 07_IFC_Metadata_EAV | c9110d5f-e5b1-4aed-b787-7c3b40f17fae
asset_name | DTP_Template | 2026-06-05 | Asset_Metadata | Component | Fan Coil Unit L20-001 | Fan Coil Unit L20-001 |  | JSON/COBie/IFC | IfcFlowTerminal | c9110d5f-e5b1-4aed-b787-7c3b40f17fae | assets[].asset_name | 07_IFC_Metadata_EAV | c9110d5f-e5b1-4aed-b787-7c3b40f17fae
asset_status | DTP_Template | 2026-06-05 | Asset_Metadata | Component | Fan Coil Unit L20-001 | in_service |  | JSON/COBie/IFC | IfcFlowTerminal | c9110d5f-e5b1-4aed-b787-7c3b40f17fae | assets[].asset_status | 07_IFC_Metadata_EAV | c9110d5f-e5b1-4aed-b787-7c3b40f17fae
system | DTP_Template | 2026-06-05 | Asset_Metadata | Component | Fan Coil Unit L20-001 | HVAC |  | JSON/COBie/IFC | IfcFlowTerminal | c9110d5f-e5b1-4aed-b787-7c3b40f17fae | assets[].system | 07_IFC_Metadata_EAV | c9110d5f-e5b1-4aed-b787-7c3b40f17fae
discipline | DTP_Template | 2026-06-05 | Asset_Metadata | Component | Fan Coil Unit L20-001 | MEP |  | JSON/COBie/IFC | IfcFlowTerminal | c9110d5f-e5b1-4aed-b787-7c3b40f17fae | assets[].discipline | 07_IFC_Metadata_EAV | c9110d5f-e5b1-4aed-b787-7c3b40f17fae
category | DTP_Template | 2026-06-05 | Asset_Metadata | Component | Fan Coil Unit L20-001 | Fan Coil Unit |  | JSON/COBie/IFC | IfcFlowTerminal | c9110d5f-e5b1-4aed-b787-7c3b40f17fae | assets[].category | 07_IFC_Metadata_EAV | c9110d5f-e5b1-4aed-b787-7c3b40f17fae
asset_type | DTP_Template | 2026-06-05 | Asset_Metadata | Component | Fan Coil Unit L20-001 | FCU |  | JSON/COBie/IFC | IfcFlowTerminal | c9110d5f-e5b1-4aed-b787-7c3b40f17fae | assets[].asset_type | 07_IFC_Metadata_EAV | c9110d5f-e5b1-4aed-b787-7c3b40f17fae
classification.uniclass_code | DTP_Template | 2026-06-05 | LOI_Classification | Component | Fan Coil Unit L20-001 | placeholder |  | JSON/COBie/IFC | IfcFlowTerminal | c9110d5f-e5b1-4aed-b787-7c3b40f17fae | assets[].classification.uniclass_code | 07_IFC_Metadata_EAV | c9110d5f-e5b1-4aed-b787-7c3b40f17fae
classification.omniclass_code | DTP_Template | 2026-06-05 | LOI_Classification | Component | Fan Coil Unit L20-001 | placeholder |  | JSON/COBie/IFC | IfcFlowTerminal | c9110d5f-e5b1-4aed-b787-7c3b40f17fae | assets[].classification.omniclass_code | 07_IFC_Metadata_EAV | c9110d5f-e5b1-4aed-b787-7c3b40f17fae
classification.local_classification | DTP_Template | 2026-06-05 | LOI_Classification | Component | Fan Coil Unit L20-001 | HVAC/Fan Coil Unit/FCU |  | JSON/COBie/IFC | IfcFlowTerminal | c9110d5f-e5b1-4aed-b787-7c3b40f17fae | assets[].classification.local_classification | 07_IFC_Metadata_EAV | c9110d5f-e5b1-4aed-b787-7c3b40f17fae
location.facility_id | DTP_Template | 2026-06-05 | LOI_Location | Component | Fan Coil Unit L20-001 | FAC-OFFICE-TOWER-A |  | JSON/COBie/IFC | IfcFlowTerminal | c9110d5f-e5b1-4aed-b787-7c3b40f17fae | assets[].location.facility_id | 07_IFC_Metadata_EAV | c9110d5f-e5b1-4aed-b787-7c3b40f17fae
location.floor_id | DTP_Template | 2026-06-05 | LOI_Location | Component | Fan Coil Unit L20-001 | FL-L20 |  | JSON/COBie/IFC | IfcFlowTerminal | c9110d5f-e5b1-4aed-b787-7c3b40f17fae | assets[].location.floor_id | 07_IFC_Metadata_EAV | c9110d5f-e5b1-4aed-b787-7c3b40f17fae
location.space_id | DTP_Template | 2026-06-05 | LOI_Location | Component | Fan Coil Unit L20-001 | SP-L20-OFFICE-A |  | JSON/COBie/IFC | IfcFlowTerminal | c9110d5f-e5b1-4aed-b787-7c3b40f17fae | assets[].location.space_id | 07_IFC_Metadata_EAV | c9110d5f-e5b1-4aed-b787-7c3b40f17fae
location.zone_id | DTP_Template | 2026-06-05 | LOI_Location | Component | Fan Coil Unit L20-001 | ZONE-OFFICE-L20 |  | JSON/COBie/IFC | IfcFlowTerminal | c9110d5f-e5b1-4aed-b787-7c3b40f17fae | assets[].location.zone_id | 07_IFC_Metadata_EAV | c9110d5f-e5b1-4aed-b787-7c3b40f17fae
bim_mapping.ifc_guid | DTP_Template | 2026-06-05 | IFC_Core | Component | Fan Coil Unit L20-001 | c9110d5f-e5b1-4aed-b787-7c3b40f17fae |  | JSON/COBie/IFC | IfcFlowTerminal | c9110d5f-e5b1-4aed-b787-7c3b40f17fae | assets[].bim_mapping.ifc_guid | 07_IFC_Metadata_EAV | c9110d5f-e5b1-4aed-b787-7c3b40f17fae
bim_mapping.ifc_entity | DTP_Template | 2026-06-05 | IFC_Core | Component | Fan Coil Unit L20-001 | IfcFlowTerminal |  | JSON/COBie/IFC | IfcFlowTerminal | c9110d5f-e5b1-4aed-b787-7c3b40f17fae | assets[].bim_mapping.ifc_entity | 07_IFC_Metadata_EAV | c9110d5f-e5b1-4aed-b787-7c3b40f17fae
bim_mapping.ifc_name | DTP_Template | 2026-06-05 | IFC_Core | Component | Fan Coil Unit L20-001 | Fan Coil Unit L20-001 |  | JSON/COBie/IFC | IfcFlowTerminal | c9110d5f-e5b1-4aed-b787-7c3b40f17fae | assets[].bim_mapping.ifc_name | 07_IFC_Metadata_EAV | c9110d5f-e5b1-4aed-b787-7c3b40f17fae
bim_mapping.source_model_id | DTP_Template | 2026-06-05 | IFC_Core | Component | Fan Coil Unit L20-001 | IFC-MEP-001 |  | JSON/COBie/IFC | IfcFlowTerminal | c9110d5f-e5b1-4aed-b787-7c3b40f17fae | assets[].bim_mapping.source_model_id | 07_IFC_Metadata_EAV | c9110d5f-e5b1-4aed-b787-7c3b40f17fae
bim_mapping.global_id_locked | DTP_Template | 2026-06-05 | IFC_Core | Component | Fan Coil Unit L20-001 | TRUE |  | JSON/COBie/IFC | IfcFlowTerminal | c9110d5f-e5b1-4aed-b787-7c3b40f17fae | assets[].bim_mapping.global_id_locked | 07_IFC_Metadata_EAV | c9110d5f-e5b1-4aed-b787-7c3b40f17fae
cobie_mapping.component_name | DTP_Template | 2026-06-05 | Asset_Metadata | Component | Fan Coil Unit L20-001 | FCU-L20-001 |  | JSON/COBie/IFC | IfcFlowTerminal | c9110d5f-e5b1-4aed-b787-7c3b40f17fae | assets[].cobie_mapping.component_name | 07_IFC_Metadata_EAV | c9110d5f-e5b1-4aed-b787-7c3b40f17fae
cobie_mapping.type_name | DTP_Template | 2026-06-05 | Asset_Metadata | Component | Fan Coil Unit L20-001 | FCU |  | JSON/COBie/IFC | IfcFlowTerminal | c9110d5f-e5b1-4aed-b787-7c3b40f17fae | assets[].cobie_mapping.type_name | 07_IFC_Metadata_EAV | c9110d5f-e5b1-4aed-b787-7c3b40f17fae
cobie_mapping.system_name | DTP_Template | 2026-06-05 | Asset_Metadata | Component | Fan Coil Unit L20-001 | HVAC |  | JSON/COBie/IFC | IfcFlowTerminal | c9110d5f-e5b1-4aed-b787-7c3b40f17fae | assets[].cobie_mapping.system_name | 07_IFC_Metadata_EAV | c9110d5f-e5b1-4aed-b787-7c3b40f17fae
cobie_mapping.space_name | DTP_Template | 2026-06-05 | Asset_Metadata | Component | Fan Coil Unit L20-001 | SP-L20-OFFICE-A |  | JSON/COBie/IFC | IfcFlowTerminal | c9110d5f-e5b1-4aed-b787-7c3b40f17fae | assets[].cobie_mapping.space_name | 07_IFC_Metadata_EAV | c9110d5f-e5b1-4aed-b787-7c3b40f17fae
manufacturer_data.manufacturer | DTP_Template | 2026-06-05 | LOI_Manufacturer | Component | Fan Coil Unit L20-001 | Daikin |  | JSON/COBie/IFC | IfcFlowTerminal | c9110d5f-e5b1-4aed-b787-7c3b40f17fae | assets[].manufacturer_data.manufacturer | 07_IFC_Metadata_EAV | c9110d5f-e5b1-4aed-b787-7c3b40f17fae
manufacturer_data.model | DTP_Template | 2026-06-05 | LOI_Manufacturer | Component | Fan Coil Unit L20-001 | FCU-400 |  | JSON/COBie/IFC | IfcFlowTerminal | c9110d5f-e5b1-4aed-b787-7c3b40f17fae | assets[].manufacturer_data.model | 07_IFC_Metadata_EAV | c9110d5f-e5b1-4aed-b787-7c3b40f17fae
manufacturer_data.serial_number | DTP_Template | 2026-06-05 | LOI_Manufacturer | Component | Fan Coil Unit L20-001 | SN-FCU-L20-001 |  | JSON/COBie/IFC | IfcFlowTerminal | c9110d5f-e5b1-4aed-b787-7c3b40f17fae | assets[].manufacturer_data.serial_number | 07_IFC_Metadata_EAV | c9110d5f-e5b1-4aed-b787-7c3b40f17fae
manufacturer_data.installation_date | DTP_Template | 2026-06-05 | LOI_Manufacturer | Component | Fan Coil Unit L20-001 | 2026-05-15 |  | JSON/COBie/IFC | IfcFlowTerminal | c9110d5f-e5b1-4aed-b787-7c3b40f17fae | assets[].manufacturer_data.installation_date | 07_IFC_Metadata_EAV | c9110d5f-e5b1-4aed-b787-7c3b40f17fae
manufacturer_data.warranty_start_date | DTP_Template | 2026-06-05 | LOI_Manufacturer | Component | Fan Coil Unit L20-001 | 2026-06-01 |  | JSON/COBie/IFC | IfcFlowTerminal | c9110d5f-e5b1-4aed-b787-7c3b40f17fae | assets[].manufacturer_data.warranty_start_date | 07_IFC_Metadata_EAV | c9110d5f-e5b1-4aed-b787-7c3b40f17fae
manufacturer_data.warranty_end_date | DTP_Template | 2026-06-05 | LOI_Manufacturer | Component | Fan Coil Unit L20-001 | 2028-06-01 |  | JSON/COBie/IFC | IfcFlowTerminal | c9110d5f-e5b1-4aed-b787-7c3b40f17fae | assets[].manufacturer_data.warranty_end_date | 07_IFC_Metadata_EAV | c9110d5f-e5b1-4aed-b787-7c3b40f17fae
operation_data.maintainable | DTP_Template | 2026-06-05 | LOI_Operation_Maintenance | Component | Fan Coil Unit L20-001 | TRUE |  | JSON/COBie/IFC | IfcFlowTerminal | c9110d5f-e5b1-4aed-b787-7c3b40f17fae | assets[].operation_data.maintainable | 07_IFC_Metadata_EAV | c9110d5f-e5b1-4aed-b787-7c3b40f17fae
operation_data.criticality | DTP_Template | 2026-06-05 | LOI_Operation_Maintenance | Component | Fan Coil Unit L20-001 | Medium |  | JSON/COBie/IFC | IfcFlowTerminal | c9110d5f-e5b1-4aed-b787-7c3b40f17fae | assets[].operation_data.criticality | 07_IFC_Metadata_EAV | c9110d5f-e5b1-4aed-b787-7c3b40f17fae
operation_data.expected_life_years | DTP_Template | 2026-06-05 | LOI_Operation_Maintenance | Component | Fan Coil Unit L20-001 | 15 |  | JSON/COBie/IFC | IfcFlowTerminal | c9110d5f-e5b1-4aed-b787-7c3b40f17fae | assets[].operation_data.expected_life_years | 07_IFC_Metadata_EAV | c9110d5f-e5b1-4aed-b787-7c3b40f17fae
operation_data.maintenance_strategy | DTP_Template | 2026-06-05 | LOI_Operation_Maintenance | Component | Fan Coil Unit L20-001 | preventive_and_condition_based |  | JSON/COBie/IFC | IfcFlowTerminal | c9110d5f-e5b1-4aed-b787-7c3b40f17fae | assets[].operation_data.maintenance_strategy | 07_IFC_Metadata_EAV | c9110d5f-e5b1-4aed-b787-7c3b40f17fae
operation_data.cmms_asset_id | DTP_Template | 2026-06-05 | LOI_Operation_Maintenance | Component | Fan Coil Unit L20-001 | CMMS-FCU-L20-001 |  | JSON/COBie/IFC | IfcFlowTerminal | c9110d5f-e5b1-4aed-b787-7c3b40f17fae | assets[].operation_data.cmms_asset_id | 07_IFC_Metadata_EAV | c9110d5f-e5b1-4aed-b787-7c3b40f17fae
operation_data.spare_part_group | DTP_Template | 2026-06-05 | LOI_Operation_Maintenance | Component | Fan Coil Unit L20-001 | SPARE-FAN-COIL-UNIT |  | JSON/COBie/IFC | IfcFlowTerminal | c9110d5f-e5b1-4aed-b787-7c3b40f17fae | assets[].operation_data.spare_part_group | 07_IFC_Metadata_EAV | c9110d5f-e5b1-4aed-b787-7c3b40f17fae
operation_data.manual_url | DTP_Template | 2026-06-05 | LOI_Operation_Maintenance | Component | Fan Coil Unit L20-001 | https://example.com/om_manuals/FCU-L20-001.pdf |  | JSON/COBie/IFC | IfcFlowTerminal | c9110d5f-e5b1-4aed-b787-7c3b40f17fae | assets[].operation_data.manual_url | 07_IFC_Metadata_EAV | c9110d5f-e5b1-4aed-b787-7c3b40f17fae
digital_twin.dt_entity_type | DTP_Template | 2026-06-05 | DTP_Metadata | Component | Fan Coil Unit L20-001 | asset |  | JSON/COBie/IFC | IfcFlowTerminal | c9110d5f-e5b1-4aed-b787-7c3b40f17fae | assets[].digital_twin.dt_entity_type | 07_IFC_Metadata_EAV | c9110d5f-e5b1-4aed-b787-7c3b40f17fae
digital_twin.state_source | DTP_Template | 2026-06-05 | DTP_Metadata | Component | Fan Coil Unit L20-001 | BMS/IoT/CMMS |  | JSON/COBie/IFC | IfcFlowTerminal | c9110d5f-e5b1-4aed-b787-7c3b40f17fae | assets[].digital_twin.state_source | 07_IFC_Metadata_EAV | c9110d5f-e5b1-4aed-b787-7c3b40f17fae
digital_twin.realtime_enabled | DTP_Template | 2026-06-05 | DTP_Metadata | Component | Fan Coil Unit L20-001 | TRUE |  | JSON/COBie/IFC | IfcFlowTerminal | c9110d5f-e5b1-4aed-b787-7c3b40f17fae | assets[].digital_twin.realtime_enabled | 07_IFC_Metadata_EAV | c9110d5f-e5b1-4aed-b787-7c3b40f17fae
digital_twin.history_enabled | DTP_Template | 2026-06-05 | DTP_Metadata | Component | Fan Coil Unit L20-001 | TRUE |  | JSON/COBie/IFC | IfcFlowTerminal | c9110d5f-e5b1-4aed-b787-7c3b40f17fae | assets[].digital_twin.history_enabled | 07_IFC_Metadata_EAV | c9110d5f-e5b1-4aed-b787-7c3b40f17fae
digital_twin.visual_selectable | DTP_Template | 2026-06-05 | DTP_Metadata | Component | Fan Coil Unit L20-001 | TRUE |  | JSON/COBie/IFC | IfcFlowTerminal | c9110d5f-e5b1-4aed-b787-7c3b40f17fae | assets[].digital_twin.visual_selectable | 07_IFC_Metadata_EAV | c9110d5f-e5b1-4aed-b787-7c3b40f17fae
digital_twin.visual_highlight_layer | DTP_Template | 2026-06-05 | DTP_Metadata | Component | Fan Coil Unit L20-001 | LAYER-ASSET-HVAC |  | JSON/COBie/IFC | IfcFlowTerminal | c9110d5f-e5b1-4aed-b787-7c3b40f17fae | assets[].digital_twin.visual_highlight_layer | 07_IFC_Metadata_EAV | c9110d5f-e5b1-4aed-b787-7c3b40f17fae
tags[0] | DTP_Template | 2026-06-05 | Asset_Metadata | Component | Fan Coil Unit L20-001 | hvac |  | JSON/COBie/IFC | IfcFlowTerminal | c9110d5f-e5b1-4aed-b787-7c3b40f17fae | assets[].tags[0] | 07_IFC_Metadata_EAV | c9110d5f-e5b1-4aed-b787-7c3b40f17fae
tags[1] | DTP_Template | 2026-06-05 | Asset_Metadata | Component | Fan Coil Unit L20-001 | fan_coil_unit |  | JSON/COBie/IFC | IfcFlowTerminal | c9110d5f-e5b1-4aed-b787-7c3b40f17fae | assets[].tags[1] | 07_IFC_Metadata_EAV | c9110d5f-e5b1-4aed-b787-7c3b40f17fae
tags[2] | DTP_Template | 2026-06-05 | Asset_Metadata | Component | Fan Coil Unit L20-001 | fcu |  | JSON/COBie/IFC | IfcFlowTerminal | c9110d5f-e5b1-4aed-b787-7c3b40f17fae | assets[].tags[2] | 07_IFC_Metadata_EAV | c9110d5f-e5b1-4aed-b787-7c3b40f17fae
asset_id | DTP_Template | 2026-06-05 | Asset_Metadata | Component | VAV Box L20-001 | VAV-L20-001 |  | JSON/COBie/IFC | IfcFlowController | 6ad8b8d2-9d99-44b0-b5db-8cddea06d2ee | assets[].asset_id | 07_IFC_Metadata_EAV | 6ad8b8d2-9d99-44b0-b5db-8cddea06d2ee
asset_name | DTP_Template | 2026-06-05 | Asset_Metadata | Component | VAV Box L20-001 | VAV Box L20-001 |  | JSON/COBie/IFC | IfcFlowController | 6ad8b8d2-9d99-44b0-b5db-8cddea06d2ee | assets[].asset_name | 07_IFC_Metadata_EAV | 6ad8b8d2-9d99-44b0-b5db-8cddea06d2ee
asset_status | DTP_Template | 2026-06-05 | Asset_Metadata | Component | VAV Box L20-001 | in_service |  | JSON/COBie/IFC | IfcFlowController | 6ad8b8d2-9d99-44b0-b5db-8cddea06d2ee | assets[].asset_status | 07_IFC_Metadata_EAV | 6ad8b8d2-9d99-44b0-b5db-8cddea06d2ee
system | DTP_Template | 2026-06-05 | Asset_Metadata | Component | VAV Box L20-001 | HVAC |  | JSON/COBie/IFC | IfcFlowController | 6ad8b8d2-9d99-44b0-b5db-8cddea06d2ee | assets[].system | 07_IFC_Metadata_EAV | 6ad8b8d2-9d99-44b0-b5db-8cddea06d2ee
discipline | DTP_Template | 2026-06-05 | Asset_Metadata | Component | VAV Box L20-001 | MEP |  | JSON/COBie/IFC | IfcFlowController | 6ad8b8d2-9d99-44b0-b5db-8cddea06d2ee | assets[].discipline | 07_IFC_Metadata_EAV | 6ad8b8d2-9d99-44b0-b5db-8cddea06d2ee
category | DTP_Template | 2026-06-05 | Asset_Metadata | Component | VAV Box L20-001 | Air Terminal |  | JSON/COBie/IFC | IfcFlowController | 6ad8b8d2-9d99-44b0-b5db-8cddea06d2ee | assets[].category | 07_IFC_Metadata_EAV | 6ad8b8d2-9d99-44b0-b5db-8cddea06d2ee
asset_type | DTP_Template | 2026-06-05 | Asset_Metadata | Component | VAV Box L20-001 | VAV |  | JSON/COBie/IFC | IfcFlowController | 6ad8b8d2-9d99-44b0-b5db-8cddea06d2ee | assets[].asset_type | 07_IFC_Metadata_EAV | 6ad8b8d2-9d99-44b0-b5db-8cddea06d2ee
classification.uniclass_code | DTP_Template | 2026-06-05 | LOI_Classification | Component | VAV Box L20-001 | placeholder |  | JSON/COBie/IFC | IfcFlowController | 6ad8b8d2-9d99-44b0-b5db-8cddea06d2ee | assets[].classification.uniclass_code | 07_IFC_Metadata_EAV | 6ad8b8d2-9d99-44b0-b5db-8cddea06d2ee
classification.omniclass_code | DTP_Template | 2026-06-05 | LOI_Classification | Component | VAV Box L20-001 | placeholder |  | JSON/COBie/IFC | IfcFlowController | 6ad8b8d2-9d99-44b0-b5db-8cddea06d2ee | assets[].classification.omniclass_code | 07_IFC_Metadata_EAV | 6ad8b8d2-9d99-44b0-b5db-8cddea06d2ee
classification.local_classification | DTP_Template | 2026-06-05 | LOI_Classification | Component | VAV Box L20-001 | HVAC/Air Terminal/VAV |  | JSON/COBie/IFC | IfcFlowController | 6ad8b8d2-9d99-44b0-b5db-8cddea06d2ee | assets[].classification.local_classification | 07_IFC_Metadata_EAV | 6ad8b8d2-9d99-44b0-b5db-8cddea06d2ee
location.facility_id | DTP_Template | 2026-06-05 | LOI_Location | Component | VAV Box L20-001 | FAC-OFFICE-TOWER-A |  | JSON/COBie/IFC | IfcFlowController | 6ad8b8d2-9d99-44b0-b5db-8cddea06d2ee | assets[].location.facility_id | 07_IFC_Metadata_EAV | 6ad8b8d2-9d99-44b0-b5db-8cddea06d2ee
location.floor_id | DTP_Template | 2026-06-05 | LOI_Location | Component | VAV Box L20-001 | FL-L20 |  | JSON/COBie/IFC | IfcFlowController | 6ad8b8d2-9d99-44b0-b5db-8cddea06d2ee | assets[].location.floor_id | 07_IFC_Metadata_EAV | 6ad8b8d2-9d99-44b0-b5db-8cddea06d2ee
location.space_id | DTP_Template | 2026-06-05 | LOI_Location | Component | VAV Box L20-001 | SP-L20-OFFICE-A |  | JSON/COBie/IFC | IfcFlowController | 6ad8b8d2-9d99-44b0-b5db-8cddea06d2ee | assets[].location.space_id | 07_IFC_Metadata_EAV | 6ad8b8d2-9d99-44b0-b5db-8cddea06d2ee
location.zone_id | DTP_Template | 2026-06-05 | LOI_Location | Component | VAV Box L20-001 | ZONE-OFFICE-L20 |  | JSON/COBie/IFC | IfcFlowController | 6ad8b8d2-9d99-44b0-b5db-8cddea06d2ee | assets[].location.zone_id | 07_IFC_Metadata_EAV | 6ad8b8d2-9d99-44b0-b5db-8cddea06d2ee
bim_mapping.ifc_guid | DTP_Template | 2026-06-05 | IFC_Core | Component | VAV Box L20-001 | 6ad8b8d2-9d99-44b0-b5db-8cddea06d2ee |  | JSON/COBie/IFC | IfcFlowController | 6ad8b8d2-9d99-44b0-b5db-8cddea06d2ee | assets[].bim_mapping.ifc_guid | 07_IFC_Metadata_EAV | 6ad8b8d2-9d99-44b0-b5db-8cddea06d2ee
bim_mapping.ifc_entity | DTP_Template | 2026-06-05 | IFC_Core | Component | VAV Box L20-001 | IfcFlowController |  | JSON/COBie/IFC | IfcFlowController | 6ad8b8d2-9d99-44b0-b5db-8cddea06d2ee | assets[].bim_mapping.ifc_entity | 07_IFC_Metadata_EAV | 6ad8b8d2-9d99-44b0-b5db-8cddea06d2ee
bim_mapping.ifc_name | DTP_Template | 2026-06-05 | IFC_Core | Component | VAV Box L20-001 | VAV Box L20-001 |  | JSON/COBie/IFC | IfcFlowController | 6ad8b8d2-9d99-44b0-b5db-8cddea06d2ee | assets[].bim_mapping.ifc_name | 07_IFC_Metadata_EAV | 6ad8b8d2-9d99-44b0-b5db-8cddea06d2ee
bim_mapping.source_model_id | DTP_Template | 2026-06-05 | IFC_Core | Component | VAV Box L20-001 | IFC-MEP-001 |  | JSON/COBie/IFC | IfcFlowController | 6ad8b8d2-9d99-44b0-b5db-8cddea06d2ee | assets[].bim_mapping.source_model_id | 07_IFC_Metadata_EAV | 6ad8b8d2-9d99-44b0-b5db-8cddea06d2ee
bim_mapping.global_id_locked | DTP_Template | 2026-06-05 | IFC_Core | Component | VAV Box L20-001 | TRUE |  | JSON/COBie/IFC | IfcFlowController | 6ad8b8d2-9d99-44b0-b5db-8cddea06d2ee | assets[].bim_mapping.global_id_locked | 07_IFC_Metadata_EAV | 6ad8b8d2-9d99-44b0-b5db-8cddea06d2ee
cobie_mapping.component_name | DTP_Template | 2026-06-05 | Asset_Metadata | Component | VAV Box L20-001 | VAV-L20-001 |  | JSON/COBie/IFC | IfcFlowController | 6ad8b8d2-9d99-44b0-b5db-8cddea06d2ee | assets[].cobie_mapping.component_name | 07_IFC_Metadata_EAV | 6ad8b8d2-9d99-44b0-b5db-8cddea06d2ee
cobie_mapping.type_name | DTP_Template | 2026-06-05 | Asset_Metadata | Component | VAV Box L20-001 | VAV |  | JSON/COBie/IFC | IfcFlowController | 6ad8b8d2-9d99-44b0-b5db-8cddea06d2ee | assets[].cobie_mapping.type_name | 07_IFC_Metadata_EAV | 6ad8b8d2-9d99-44b0-b5db-8cddea06d2ee
cobie_mapping.system_name | DTP_Template | 2026-06-05 | Asset_Metadata | Component | VAV Box L20-001 | HVAC |  | JSON/COBie/IFC | IfcFlowController | 6ad8b8d2-9d99-44b0-b5db-8cddea06d2ee | assets[].cobie_mapping.system_name | 07_IFC_Metadata_EAV | 6ad8b8d2-9d99-44b0-b5db-8cddea06d2ee
cobie_mapping.space_name | DTP_Template | 2026-06-05 | Asset_Metadata | Component | VAV Box L20-001 | SP-L20-OFFICE-A |  | JSON/COBie/IFC | IfcFlowController | 6ad8b8d2-9d99-44b0-b5db-8cddea06d2ee | assets[].cobie_mapping.space_name | 07_IFC_Metadata_EAV | 6ad8b8d2-9d99-44b0-b5db-8cddea06d2ee
manufacturer_data.manufacturer | DTP_Template | 2026-06-05 | LOI_Manufacturer | Component | VAV Box L20-001 | Generic Manufacturer |  | JSON/COBie/IFC | IfcFlowController | 6ad8b8d2-9d99-44b0-b5db-8cddea06d2ee | assets[].manufacturer_data.manufacturer | 07_IFC_Metadata_EAV | 6ad8b8d2-9d99-44b0-b5db-8cddea06d2ee
manufacturer_data.model | DTP_Template | 2026-06-05 | LOI_Manufacturer | Component | VAV Box L20-001 | Model-Placeholder |  | JSON/COBie/IFC | IfcFlowController | 6ad8b8d2-9d99-44b0-b5db-8cddea06d2ee | assets[].manufacturer_data.model | 07_IFC_Metadata_EAV | 6ad8b8d2-9d99-44b0-b5db-8cddea06d2ee
manufacturer_data.serial_number | DTP_Template | 2026-06-05 | LOI_Manufacturer | Component | VAV Box L20-001 | SN-VAV-L20-001 |  | JSON/COBie/IFC | IfcFlowController | 6ad8b8d2-9d99-44b0-b5db-8cddea06d2ee | assets[].manufacturer_data.serial_number | 07_IFC_Metadata_EAV | 6ad8b8d2-9d99-44b0-b5db-8cddea06d2ee
manufacturer_data.installation_date | DTP_Template | 2026-06-05 | LOI_Manufacturer | Component | VAV Box L20-001 | 2026-05-15 |  | JSON/COBie/IFC | IfcFlowController | 6ad8b8d2-9d99-44b0-b5db-8cddea06d2ee | assets[].manufacturer_data.installation_date | 07_IFC_Metadata_EAV | 6ad8b8d2-9d99-44b0-b5db-8cddea06d2ee
manufacturer_data.warranty_start_date | DTP_Template | 2026-06-05 | LOI_Manufacturer | Component | VAV Box L20-001 | 2026-06-01 |  | JSON/COBie/IFC | IfcFlowController | 6ad8b8d2-9d99-44b0-b5db-8cddea06d2ee | assets[].manufacturer_data.warranty_start_date | 07_IFC_Metadata_EAV | 6ad8b8d2-9d99-44b0-b5db-8cddea06d2ee
manufacturer_data.warranty_end_date | DTP_Template | 2026-06-05 | LOI_Manufacturer | Component | VAV Box L20-001 | 2028-06-01 |  | JSON/COBie/IFC | IfcFlowController | 6ad8b8d2-9d99-44b0-b5db-8cddea06d2ee | assets[].manufacturer_data.warranty_end_date | 07_IFC_Metadata_EAV | 6ad8b8d2-9d99-44b0-b5db-8cddea06d2ee
operation_data.maintainable | DTP_Template | 2026-06-05 | LOI_Operation_Maintenance | Component | VAV Box L20-001 | TRUE |  | JSON/COBie/IFC | IfcFlowController | 6ad8b8d2-9d99-44b0-b5db-8cddea06d2ee | assets[].operation_data.maintainable | 07_IFC_Metadata_EAV | 6ad8b8d2-9d99-44b0-b5db-8cddea06d2ee
operation_data.criticality | DTP_Template | 2026-06-05 | LOI_Operation_Maintenance | Component | VAV Box L20-001 | Medium |  | JSON/COBie/IFC | IfcFlowController | 6ad8b8d2-9d99-44b0-b5db-8cddea06d2ee | assets[].operation_data.criticality | 07_IFC_Metadata_EAV | 6ad8b8d2-9d99-44b0-b5db-8cddea06d2ee
operation_data.expected_life_years | DTP_Template | 2026-06-05 | LOI_Operation_Maintenance | Component | VAV Box L20-001 | 15 |  | JSON/COBie/IFC | IfcFlowController | 6ad8b8d2-9d99-44b0-b5db-8cddea06d2ee | assets[].operation_data.expected_life_years | 07_IFC_Metadata_EAV | 6ad8b8d2-9d99-44b0-b5db-8cddea06d2ee
operation_data.maintenance_strategy | DTP_Template | 2026-06-05 | LOI_Operation_Maintenance | Component | VAV Box L20-001 | preventive_and_condition_based |  | JSON/COBie/IFC | IfcFlowController | 6ad8b8d2-9d99-44b0-b5db-8cddea06d2ee | assets[].operation_data.maintenance_strategy | 07_IFC_Metadata_EAV | 6ad8b8d2-9d99-44b0-b5db-8cddea06d2ee
operation_data.cmms_asset_id | DTP_Template | 2026-06-05 | LOI_Operation_Maintenance | Component | VAV Box L20-001 | CMMS-VAV-L20-001 |  | JSON/COBie/IFC | IfcFlowController | 6ad8b8d2-9d99-44b0-b5db-8cddea06d2ee | assets[].operation_data.cmms_asset_id | 07_IFC_Metadata_EAV | 6ad8b8d2-9d99-44b0-b5db-8cddea06d2ee
operation_data.spare_part_group | DTP_Template | 2026-06-05 | LOI_Operation_Maintenance | Component | VAV Box L20-001 | SPARE-AIR-TERMINAL |  | JSON/COBie/IFC | IfcFlowController | 6ad8b8d2-9d99-44b0-b5db-8cddea06d2ee | assets[].operation_data.spare_part_group | 07_IFC_Metadata_EAV | 6ad8b8d2-9d99-44b0-b5db-8cddea06d2ee
operation_data.manual_url | DTP_Template | 2026-06-05 | LOI_Operation_Maintenance | Component | VAV Box L20-001 | https://example.com/om_manuals/VAV-L20-001.pdf |  | JSON/COBie/IFC | IfcFlowController | 6ad8b8d2-9d99-44b0-b5db-8cddea06d2ee | assets[].operation_data.manual_url | 07_IFC_Metadata_EAV | 6ad8b8d2-9d99-44b0-b5db-8cddea06d2ee
digital_twin.dt_entity_type | DTP_Template | 2026-06-05 | DTP_Metadata | Component | VAV Box L20-001 | asset |  | JSON/COBie/IFC | IfcFlowController | 6ad8b8d2-9d99-44b0-b5db-8cddea06d2ee | assets[].digital_twin.dt_entity_type | 07_IFC_Metadata_EAV | 6ad8b8d2-9d99-44b0-b5db-8cddea06d2ee
digital_twin.state_source | DTP_Template | 2026-06-05 | DTP_Metadata | Component | VAV Box L20-001 | BMS/IoT/CMMS |  | JSON/COBie/IFC | IfcFlowController | 6ad8b8d2-9d99-44b0-b5db-8cddea06d2ee | assets[].digital_twin.state_source | 07_IFC_Metadata_EAV | 6ad8b8d2-9d99-44b0-b5db-8cddea06d2ee
digital_twin.realtime_enabled | DTP_Template | 2026-06-05 | DTP_Metadata | Component | VAV Box L20-001 | TRUE |  | JSON/COBie/IFC | IfcFlowController | 6ad8b8d2-9d99-44b0-b5db-8cddea06d2ee | assets[].digital_twin.realtime_enabled | 07_IFC_Metadata_EAV | 6ad8b8d2-9d99-44b0-b5db-8cddea06d2ee
digital_twin.history_enabled | DTP_Template | 2026-06-05 | DTP_Metadata | Component | VAV Box L20-001 | TRUE |  | JSON/COBie/IFC | IfcFlowController | 6ad8b8d2-9d99-44b0-b5db-8cddea06d2ee | assets[].digital_twin.history_enabled | 07_IFC_Metadata_EAV | 6ad8b8d2-9d99-44b0-b5db-8cddea06d2ee
digital_twin.visual_selectable | DTP_Template | 2026-06-05 | DTP_Metadata | Component | VAV Box L20-001 | TRUE |  | JSON/COBie/IFC | IfcFlowController | 6ad8b8d2-9d99-44b0-b5db-8cddea06d2ee | assets[].digital_twin.visual_selectable | 07_IFC_Metadata_EAV | 6ad8b8d2-9d99-44b0-b5db-8cddea06d2ee
digital_twin.visual_highlight_layer | DTP_Template | 2026-06-05 | DTP_Metadata | Component | VAV Box L20-001 | LAYER-ASSET-HVAC |  | JSON/COBie/IFC | IfcFlowController | 6ad8b8d2-9d99-44b0-b5db-8cddea06d2ee | assets[].digital_twin.visual_highlight_layer | 07_IFC_Metadata_EAV | 6ad8b8d2-9d99-44b0-b5db-8cddea06d2ee
tags[0] | DTP_Template | 2026-06-05 | Asset_Metadata | Component | VAV Box L20-001 | hvac |  | JSON/COBie/IFC | IfcFlowController | 6ad8b8d2-9d99-44b0-b5db-8cddea06d2ee | assets[].tags[0] | 07_IFC_Metadata_EAV | 6ad8b8d2-9d99-44b0-b5db-8cddea06d2ee
tags[1] | DTP_Template | 2026-06-05 | Asset_Metadata | Component | VAV Box L20-001 | air_terminal |  | JSON/COBie/IFC | IfcFlowController | 6ad8b8d2-9d99-44b0-b5db-8cddea06d2ee | assets[].tags[1] | 07_IFC_Metadata_EAV | 6ad8b8d2-9d99-44b0-b5db-8cddea06d2ee
tags[2] | DTP_Template | 2026-06-05 | Asset_Metadata | Component | VAV Box L20-001 | vav |  | JSON/COBie/IFC | IfcFlowController | 6ad8b8d2-9d99-44b0-b5db-8cddea06d2ee | assets[].tags[2] | 07_IFC_Metadata_EAV | 6ad8b8d2-9d99-44b0-b5db-8cddea06d2ee
asset_id | DTP_Template | 2026-06-05 | Asset_Metadata | Component | Transformer 01 | TR-001 |  | JSON/COBie/IFC | IfcElectricDistributionBoard | 56e449e7-1b67-4383-b6b3-9afcc54673bc | assets[].asset_id | 07_IFC_Metadata_EAV | 56e449e7-1b67-4383-b6b3-9afcc54673bc
asset_name | DTP_Template | 2026-06-05 | Asset_Metadata | Component | Transformer 01 | Transformer 01 |  | JSON/COBie/IFC | IfcElectricDistributionBoard | 56e449e7-1b67-4383-b6b3-9afcc54673bc | assets[].asset_name | 07_IFC_Metadata_EAV | 56e449e7-1b67-4383-b6b3-9afcc54673bc
asset_status | DTP_Template | 2026-06-05 | Asset_Metadata | Component | Transformer 01 | in_service |  | JSON/COBie/IFC | IfcElectricDistributionBoard | 56e449e7-1b67-4383-b6b3-9afcc54673bc | assets[].asset_status | 07_IFC_Metadata_EAV | 56e449e7-1b67-4383-b6b3-9afcc54673bc
system | DTP_Template | 2026-06-05 | Asset_Metadata | Component | Transformer 01 | Electrical |  | JSON/COBie/IFC | IfcElectricDistributionBoard | 56e449e7-1b67-4383-b6b3-9afcc54673bc | assets[].system | 07_IFC_Metadata_EAV | 56e449e7-1b67-4383-b6b3-9afcc54673bc
discipline | DTP_Template | 2026-06-05 | Asset_Metadata | Component | Transformer 01 | MEP |  | JSON/COBie/IFC | IfcElectricDistributionBoard | 56e449e7-1b67-4383-b6b3-9afcc54673bc | assets[].discipline | 07_IFC_Metadata_EAV | 56e449e7-1b67-4383-b6b3-9afcc54673bc
category | DTP_Template | 2026-06-05 | Asset_Metadata | Component | Transformer 01 | Transformer |  | JSON/COBie/IFC | IfcElectricDistributionBoard | 56e449e7-1b67-4383-b6b3-9afcc54673bc | assets[].category | 07_IFC_Metadata_EAV | 56e449e7-1b67-4383-b6b3-9afcc54673bc
asset_type | DTP_Template | 2026-06-05 | Asset_Metadata | Component | Transformer 01 | Transformer |  | JSON/COBie/IFC | IfcElectricDistributionBoard | 56e449e7-1b67-4383-b6b3-9afcc54673bc | assets[].asset_type | 07_IFC_Metadata_EAV | 56e449e7-1b67-4383-b6b3-9afcc54673bc
classification.uniclass_code | DTP_Template | 2026-06-05 | LOI_Classification | Component | Transformer 01 | placeholder |  | JSON/COBie/IFC | IfcElectricDistributionBoard | 56e449e7-1b67-4383-b6b3-9afcc54673bc | assets[].classification.uniclass_code | 07_IFC_Metadata_EAV | 56e449e7-1b67-4383-b6b3-9afcc54673bc
classification.omniclass_code | DTP_Template | 2026-06-05 | LOI_Classification | Component | Transformer 01 | placeholder |  | JSON/COBie/IFC | IfcElectricDistributionBoard | 56e449e7-1b67-4383-b6b3-9afcc54673bc | assets[].classification.omniclass_code | 07_IFC_Metadata_EAV | 56e449e7-1b67-4383-b6b3-9afcc54673bc
classification.local_classification | DTP_Template | 2026-06-05 | LOI_Classification | Component | Transformer 01 | Electrical/Transformer/Transformer |  | JSON/COBie/IFC | IfcElectricDistributionBoard | 56e449e7-1b67-4383-b6b3-9afcc54673bc | assets[].classification.local_classification | 07_IFC_Metadata_EAV | 56e449e7-1b67-4383-b6b3-9afcc54673bc
location.facility_id | DTP_Template | 2026-06-05 | LOI_Location | Component | Transformer 01 | FAC-OFFICE-TOWER-A |  | JSON/COBie/IFC | IfcElectricDistributionBoard | 56e449e7-1b67-4383-b6b3-9afcc54673bc | assets[].location.facility_id | 07_IFC_Metadata_EAV | 56e449e7-1b67-4383-b6b3-9afcc54673bc
location.floor_id | DTP_Template | 2026-06-05 | LOI_Location | Component | Transformer 01 | FL-B1 |  | JSON/COBie/IFC | IfcElectricDistributionBoard | 56e449e7-1b67-4383-b6b3-9afcc54673bc | assets[].location.floor_id | 07_IFC_Metadata_EAV | 56e449e7-1b67-4383-b6b3-9afcc54673bc
location.space_id | DTP_Template | 2026-06-05 | LOI_Location | Component | Transformer 01 | SP-B1-CHILLER |  | JSON/COBie/IFC | IfcElectricDistributionBoard | 56e449e7-1b67-4383-b6b3-9afcc54673bc | assets[].location.space_id | 07_IFC_Metadata_EAV | 56e449e7-1b67-4383-b6b3-9afcc54673bc
location.zone_id | DTP_Template | 2026-06-05 | LOI_Location | Component | Transformer 01 | ZONE-HVAC-B1-PLANT |  | JSON/COBie/IFC | IfcElectricDistributionBoard | 56e449e7-1b67-4383-b6b3-9afcc54673bc | assets[].location.zone_id | 07_IFC_Metadata_EAV | 56e449e7-1b67-4383-b6b3-9afcc54673bc
bim_mapping.ifc_guid | DTP_Template | 2026-06-05 | IFC_Core | Component | Transformer 01 | 56e449e7-1b67-4383-b6b3-9afcc54673bc |  | JSON/COBie/IFC | IfcElectricDistributionBoard | 56e449e7-1b67-4383-b6b3-9afcc54673bc | assets[].bim_mapping.ifc_guid | 07_IFC_Metadata_EAV | 56e449e7-1b67-4383-b6b3-9afcc54673bc
bim_mapping.ifc_entity | DTP_Template | 2026-06-05 | IFC_Core | Component | Transformer 01 | IfcElectricDistributionBoard |  | JSON/COBie/IFC | IfcElectricDistributionBoard | 56e449e7-1b67-4383-b6b3-9afcc54673bc | assets[].bim_mapping.ifc_entity | 07_IFC_Metadata_EAV | 56e449e7-1b67-4383-b6b3-9afcc54673bc
bim_mapping.ifc_name | DTP_Template | 2026-06-05 | IFC_Core | Component | Transformer 01 | Transformer 01 |  | JSON/COBie/IFC | IfcElectricDistributionBoard | 56e449e7-1b67-4383-b6b3-9afcc54673bc | assets[].bim_mapping.ifc_name | 07_IFC_Metadata_EAV | 56e449e7-1b67-4383-b6b3-9afcc54673bc
bim_mapping.source_model_id | DTP_Template | 2026-06-05 | IFC_Core | Component | Transformer 01 | IFC-MEP-001 |  | JSON/COBie/IFC | IfcElectricDistributionBoard | 56e449e7-1b67-4383-b6b3-9afcc54673bc | assets[].bim_mapping.source_model_id | 07_IFC_Metadata_EAV | 56e449e7-1b67-4383-b6b3-9afcc54673bc
bim_mapping.global_id_locked | DTP_Template | 2026-06-05 | IFC_Core | Component | Transformer 01 | TRUE |  | JSON/COBie/IFC | IfcElectricDistributionBoard | 56e449e7-1b67-4383-b6b3-9afcc54673bc | assets[].bim_mapping.global_id_locked | 07_IFC_Metadata_EAV | 56e449e7-1b67-4383-b6b3-9afcc54673bc
cobie_mapping.component_name | DTP_Template | 2026-06-05 | Asset_Metadata | Component | Transformer 01 | TR-001 |  | JSON/COBie/IFC | IfcElectricDistributionBoard | 56e449e7-1b67-4383-b6b3-9afcc54673bc | assets[].cobie_mapping.component_name | 07_IFC_Metadata_EAV | 56e449e7-1b67-4383-b6b3-9afcc54673bc
cobie_mapping.type_name | DTP_Template | 2026-06-05 | Asset_Metadata | Component | Transformer 01 | Transformer |  | JSON/COBie/IFC | IfcElectricDistributionBoard | 56e449e7-1b67-4383-b6b3-9afcc54673bc | assets[].cobie_mapping.type_name | 07_IFC_Metadata_EAV | 56e449e7-1b67-4383-b6b3-9afcc54673bc
cobie_mapping.system_name | DTP_Template | 2026-06-05 | Asset_Metadata | Component | Transformer 01 | Electrical |  | JSON/COBie/IFC | IfcElectricDistributionBoard | 56e449e7-1b67-4383-b6b3-9afcc54673bc | assets[].cobie_mapping.system_name | 07_IFC_Metadata_EAV | 56e449e7-1b67-4383-b6b3-9afcc54673bc
cobie_mapping.space_name | DTP_Template | 2026-06-05 | Asset_Metadata | Component | Transformer 01 | SP-B1-CHILLER |  | JSON/COBie/IFC | IfcElectricDistributionBoard | 56e449e7-1b67-4383-b6b3-9afcc54673bc | assets[].cobie_mapping.space_name | 07_IFC_Metadata_EAV | 56e449e7-1b67-4383-b6b3-9afcc54673bc
manufacturer_data.manufacturer | DTP_Template | 2026-06-05 | LOI_Manufacturer | Component | Transformer 01 | Generic Manufacturer |  | JSON/COBie/IFC | IfcElectricDistributionBoard | 56e449e7-1b67-4383-b6b3-9afcc54673bc | assets[].manufacturer_data.manufacturer | 07_IFC_Metadata_EAV | 56e449e7-1b67-4383-b6b3-9afcc54673bc
manufacturer_data.model | DTP_Template | 2026-06-05 | LOI_Manufacturer | Component | Transformer 01 | Model-Placeholder |  | JSON/COBie/IFC | IfcElectricDistributionBoard | 56e449e7-1b67-4383-b6b3-9afcc54673bc | assets[].manufacturer_data.model | 07_IFC_Metadata_EAV | 56e449e7-1b67-4383-b6b3-9afcc54673bc
manufacturer_data.serial_number | DTP_Template | 2026-06-05 | LOI_Manufacturer | Component | Transformer 01 | SN-TR-001 |  | JSON/COBie/IFC | IfcElectricDistributionBoard | 56e449e7-1b67-4383-b6b3-9afcc54673bc | assets[].manufacturer_data.serial_number | 07_IFC_Metadata_EAV | 56e449e7-1b67-4383-b6b3-9afcc54673bc
manufacturer_data.installation_date | DTP_Template | 2026-06-05 | LOI_Manufacturer | Component | Transformer 01 | 2026-05-15 |  | JSON/COBie/IFC | IfcElectricDistributionBoard | 56e449e7-1b67-4383-b6b3-9afcc54673bc | assets[].manufacturer_data.installation_date | 07_IFC_Metadata_EAV | 56e449e7-1b67-4383-b6b3-9afcc54673bc
manufacturer_data.warranty_start_date | DTP_Template | 2026-06-05 | LOI_Manufacturer | Component | Transformer 01 | 2026-06-01 |  | JSON/COBie/IFC | IfcElectricDistributionBoard | 56e449e7-1b67-4383-b6b3-9afcc54673bc | assets[].manufacturer_data.warranty_start_date | 07_IFC_Metadata_EAV | 56e449e7-1b67-4383-b6b3-9afcc54673bc
manufacturer_data.warranty_end_date | DTP_Template | 2026-06-05 | LOI_Manufacturer | Component | Transformer 01 | 2028-06-01 |  | JSON/COBie/IFC | IfcElectricDistributionBoard | 56e449e7-1b67-4383-b6b3-9afcc54673bc | assets[].manufacturer_data.warranty_end_date | 07_IFC_Metadata_EAV | 56e449e7-1b67-4383-b6b3-9afcc54673bc
operation_data.maintainable | DTP_Template | 2026-06-05 | LOI_Operation_Maintenance | Component | Transformer 01 | TRUE |  | JSON/COBie/IFC | IfcElectricDistributionBoard | 56e449e7-1b67-4383-b6b3-9afcc54673bc | assets[].operation_data.maintainable | 07_IFC_Metadata_EAV | 56e449e7-1b67-4383-b6b3-9afcc54673bc
operation_data.criticality | DTP_Template | 2026-06-05 | LOI_Operation_Maintenance | Component | Transformer 01 | High |  | JSON/COBie/IFC | IfcElectricDistributionBoard | 56e449e7-1b67-4383-b6b3-9afcc54673bc | assets[].operation_data.criticality | 07_IFC_Metadata_EAV | 56e449e7-1b67-4383-b6b3-9afcc54673bc
operation_data.expected_life_years | DTP_Template | 2026-06-05 | LOI_Operation_Maintenance | Component | Transformer 01 | 15 |  | JSON/COBie/IFC | IfcElectricDistributionBoard | 56e449e7-1b67-4383-b6b3-9afcc54673bc | assets[].operation_data.expected_life_years | 07_IFC_Metadata_EAV | 56e449e7-1b67-4383-b6b3-9afcc54673bc
operation_data.maintenance_strategy | DTP_Template | 2026-06-05 | LOI_Operation_Maintenance | Component | Transformer 01 | preventive_and_condition_based |  | JSON/COBie/IFC | IfcElectricDistributionBoard | 56e449e7-1b67-4383-b6b3-9afcc54673bc | assets[].operation_data.maintenance_strategy | 07_IFC_Metadata_EAV | 56e449e7-1b67-4383-b6b3-9afcc54673bc
operation_data.cmms_asset_id | DTP_Template | 2026-06-05 | LOI_Operation_Maintenance | Component | Transformer 01 | CMMS-TR-001 |  | JSON/COBie/IFC | IfcElectricDistributionBoard | 56e449e7-1b67-4383-b6b3-9afcc54673bc | assets[].operation_data.cmms_asset_id | 07_IFC_Metadata_EAV | 56e449e7-1b67-4383-b6b3-9afcc54673bc
operation_data.spare_part_group | DTP_Template | 2026-06-05 | LOI_Operation_Maintenance | Component | Transformer 01 | SPARE-TRANSFORMER |  | JSON/COBie/IFC | IfcElectricDistributionBoard | 56e449e7-1b67-4383-b6b3-9afcc54673bc | assets[].operation_data.spare_part_group | 07_IFC_Metadata_EAV | 56e449e7-1b67-4383-b6b3-9afcc54673bc
operation_data.manual_url | DTP_Template | 2026-06-05 | LOI_Operation_Maintenance | Component | Transformer 01 | https://example.com/om_manuals/TR-001.pdf |  | JSON/COBie/IFC | IfcElectricDistributionBoard | 56e449e7-1b67-4383-b6b3-9afcc54673bc | assets[].operation_data.manual_url | 07_IFC_Metadata_EAV | 56e449e7-1b67-4383-b6b3-9afcc54673bc
digital_twin.dt_entity_type | DTP_Template | 2026-06-05 | DTP_Metadata | Component | Transformer 01 | asset |  | JSON/COBie/IFC | IfcElectricDistributionBoard | 56e449e7-1b67-4383-b6b3-9afcc54673bc | assets[].digital_twin.dt_entity_type | 07_IFC_Metadata_EAV | 56e449e7-1b67-4383-b6b3-9afcc54673bc
digital_twin.state_source | DTP_Template | 2026-06-05 | DTP_Metadata | Component | Transformer 01 | BMS/IoT/CMMS |  | JSON/COBie/IFC | IfcElectricDistributionBoard | 56e449e7-1b67-4383-b6b3-9afcc54673bc | assets[].digital_twin.state_source | 07_IFC_Metadata_EAV | 56e449e7-1b67-4383-b6b3-9afcc54673bc
digital_twin.realtime_enabled | DTP_Template | 2026-06-05 | DTP_Metadata | Component | Transformer 01 | TRUE |  | JSON/COBie/IFC | IfcElectricDistributionBoard | 56e449e7-1b67-4383-b6b3-9afcc54673bc | assets[].digital_twin.realtime_enabled | 07_IFC_Metadata_EAV | 56e449e7-1b67-4383-b6b3-9afcc54673bc
digital_twin.history_enabled | DTP_Template | 2026-06-05 | DTP_Metadata | Component | Transformer 01 | TRUE |  | JSON/COBie/IFC | IfcElectricDistributionBoard | 56e449e7-1b67-4383-b6b3-9afcc54673bc | assets[].digital_twin.history_enabled | 07_IFC_Metadata_EAV | 56e449e7-1b67-4383-b6b3-9afcc54673bc
digital_twin.visual_selectable | DTP_Template | 2026-06-05 | DTP_Metadata | Component | Transformer 01 | TRUE |  | JSON/COBie/IFC | IfcElectricDistributionBoard | 56e449e7-1b67-4383-b6b3-9afcc54673bc | assets[].digital_twin.visual_selectable | 07_IFC_Metadata_EAV | 56e449e7-1b67-4383-b6b3-9afcc54673bc
digital_twin.visual_highlight_layer | DTP_Template | 2026-06-05 | DTP_Metadata | Component | Transformer 01 | LAYER-ASSET-ELECTRICAL |  | JSON/COBie/IFC | IfcElectricDistributionBoard | 56e449e7-1b67-4383-b6b3-9afcc54673bc | assets[].digital_twin.visual_highlight_layer | 07_IFC_Metadata_EAV | 56e449e7-1b67-4383-b6b3-9afcc54673bc
tags[0] | DTP_Template | 2026-06-05 | Asset_Metadata | Component | Transformer 01 | electrical |  | JSON/COBie/IFC | IfcElectricDistributionBoard | 56e449e7-1b67-4383-b6b3-9afcc54673bc | assets[].tags[0] | 07_IFC_Metadata_EAV | 56e449e7-1b67-4383-b6b3-9afcc54673bc
tags[1] | DTP_Template | 2026-06-05 | Asset_Metadata | Component | Transformer 01 | transformer |  | JSON/COBie/IFC | IfcElectricDistributionBoard | 56e449e7-1b67-4383-b6b3-9afcc54673bc | assets[].tags[1] | 07_IFC_Metadata_EAV | 56e449e7-1b67-4383-b6b3-9afcc54673bc
tags[2] | DTP_Template | 2026-06-05 | Asset_Metadata | Component | Transformer 01 | transformer |  | JSON/COBie/IFC | IfcElectricDistributionBoard | 56e449e7-1b67-4383-b6b3-9afcc54673bc | assets[].tags[2] | 07_IFC_Metadata_EAV | 56e449e7-1b67-4383-b6b3-9afcc54673bc
asset_id | DTP_Template | 2026-06-05 | Asset_Metadata | Component | Main Distribution Board 01 | MDB-001 |  | JSON/COBie/IFC | IfcElectricDistributionBoard | bfe1ef74-8838-472b-ac5b-28a10eb7cdda | assets[].asset_id | 07_IFC_Metadata_EAV | bfe1ef74-8838-472b-ac5b-28a10eb7cdda
asset_name | DTP_Template | 2026-06-05 | Asset_Metadata | Component | Main Distribution Board 01 | Main Distribution Board 01 |  | JSON/COBie/IFC | IfcElectricDistributionBoard | bfe1ef74-8838-472b-ac5b-28a10eb7cdda | assets[].asset_name | 07_IFC_Metadata_EAV | bfe1ef74-8838-472b-ac5b-28a10eb7cdda
asset_status | DTP_Template | 2026-06-05 | Asset_Metadata | Component | Main Distribution Board 01 | in_service |  | JSON/COBie/IFC | IfcElectricDistributionBoard | bfe1ef74-8838-472b-ac5b-28a10eb7cdda | assets[].asset_status | 07_IFC_Metadata_EAV | bfe1ef74-8838-472b-ac5b-28a10eb7cdda
system | DTP_Template | 2026-06-05 | Asset_Metadata | Component | Main Distribution Board 01 | Electrical |  | JSON/COBie/IFC | IfcElectricDistributionBoard | bfe1ef74-8838-472b-ac5b-28a10eb7cdda | assets[].system | 07_IFC_Metadata_EAV | bfe1ef74-8838-472b-ac5b-28a10eb7cdda
discipline | DTP_Template | 2026-06-05 | Asset_Metadata | Component | Main Distribution Board 01 | MEP |  | JSON/COBie/IFC | IfcElectricDistributionBoard | bfe1ef74-8838-472b-ac5b-28a10eb7cdda | assets[].discipline | 07_IFC_Metadata_EAV | bfe1ef74-8838-472b-ac5b-28a10eb7cdda
category | DTP_Template | 2026-06-05 | Asset_Metadata | Component | Main Distribution Board 01 | Distribution Board |  | JSON/COBie/IFC | IfcElectricDistributionBoard | bfe1ef74-8838-472b-ac5b-28a10eb7cdda | assets[].category | 07_IFC_Metadata_EAV | bfe1ef74-8838-472b-ac5b-28a10eb7cdda
asset_type | DTP_Template | 2026-06-05 | Asset_Metadata | Component | Main Distribution Board 01 | MDB |  | JSON/COBie/IFC | IfcElectricDistributionBoard | bfe1ef74-8838-472b-ac5b-28a10eb7cdda | assets[].asset_type | 07_IFC_Metadata_EAV | bfe1ef74-8838-472b-ac5b-28a10eb7cdda
classification.uniclass_code | DTP_Template | 2026-06-05 | LOI_Classification | Component | Main Distribution Board 01 | placeholder |  | JSON/COBie/IFC | IfcElectricDistributionBoard | bfe1ef74-8838-472b-ac5b-28a10eb7cdda | assets[].classification.uniclass_code | 07_IFC_Metadata_EAV | bfe1ef74-8838-472b-ac5b-28a10eb7cdda
classification.omniclass_code | DTP_Template | 2026-06-05 | LOI_Classification | Component | Main Distribution Board 01 | placeholder |  | JSON/COBie/IFC | IfcElectricDistributionBoard | bfe1ef74-8838-472b-ac5b-28a10eb7cdda | assets[].classification.omniclass_code | 07_IFC_Metadata_EAV | bfe1ef74-8838-472b-ac5b-28a10eb7cdda
classification.local_classification | DTP_Template | 2026-06-05 | LOI_Classification | Component | Main Distribution Board 01 | Electrical/Distribution Board/MDB |  | JSON/COBie/IFC | IfcElectricDistributionBoard | bfe1ef74-8838-472b-ac5b-28a10eb7cdda | assets[].classification.local_classification | 07_IFC_Metadata_EAV | bfe1ef74-8838-472b-ac5b-28a10eb7cdda
location.facility_id | DTP_Template | 2026-06-05 | LOI_Location | Component | Main Distribution Board 01 | FAC-OFFICE-TOWER-A |  | JSON/COBie/IFC | IfcElectricDistributionBoard | bfe1ef74-8838-472b-ac5b-28a10eb7cdda | assets[].location.facility_id | 07_IFC_Metadata_EAV | bfe1ef74-8838-472b-ac5b-28a10eb7cdda
location.floor_id | DTP_Template | 2026-06-05 | LOI_Location | Component | Main Distribution Board 01 | FL-B1 |  | JSON/COBie/IFC | IfcElectricDistributionBoard | bfe1ef74-8838-472b-ac5b-28a10eb7cdda | assets[].location.floor_id | 07_IFC_Metadata_EAV | bfe1ef74-8838-472b-ac5b-28a10eb7cdda
location.space_id | DTP_Template | 2026-06-05 | LOI_Location | Component | Main Distribution Board 01 | SP-B1-CHILLER |  | JSON/COBie/IFC | IfcElectricDistributionBoard | bfe1ef74-8838-472b-ac5b-28a10eb7cdda | assets[].location.space_id | 07_IFC_Metadata_EAV | bfe1ef74-8838-472b-ac5b-28a10eb7cdda
location.zone_id | DTP_Template | 2026-06-05 | LOI_Location | Component | Main Distribution Board 01 | ZONE-HVAC-B1-PLANT |  | JSON/COBie/IFC | IfcElectricDistributionBoard | bfe1ef74-8838-472b-ac5b-28a10eb7cdda | assets[].location.zone_id | 07_IFC_Metadata_EAV | bfe1ef74-8838-472b-ac5b-28a10eb7cdda
bim_mapping.ifc_guid | DTP_Template | 2026-06-05 | IFC_Core | Component | Main Distribution Board 01 | bfe1ef74-8838-472b-ac5b-28a10eb7cdda |  | JSON/COBie/IFC | IfcElectricDistributionBoard | bfe1ef74-8838-472b-ac5b-28a10eb7cdda | assets[].bim_mapping.ifc_guid | 07_IFC_Metadata_EAV | bfe1ef74-8838-472b-ac5b-28a10eb7cdda
bim_mapping.ifc_entity | DTP_Template | 2026-06-05 | IFC_Core | Component | Main Distribution Board 01 | IfcElectricDistributionBoard |  | JSON/COBie/IFC | IfcElectricDistributionBoard | bfe1ef74-8838-472b-ac5b-28a10eb7cdda | assets[].bim_mapping.ifc_entity | 07_IFC_Metadata_EAV | bfe1ef74-8838-472b-ac5b-28a10eb7cdda
bim_mapping.ifc_name | DTP_Template | 2026-06-05 | IFC_Core | Component | Main Distribution Board 01 | Main Distribution Board 01 |  | JSON/COBie/IFC | IfcElectricDistributionBoard | bfe1ef74-8838-472b-ac5b-28a10eb7cdda | assets[].bim_mapping.ifc_name | 07_IFC_Metadata_EAV | bfe1ef74-8838-472b-ac5b-28a10eb7cdda
bim_mapping.source_model_id | DTP_Template | 2026-06-05 | IFC_Core | Component | Main Distribution Board 01 | IFC-MEP-001 |  | JSON/COBie/IFC | IfcElectricDistributionBoard | bfe1ef74-8838-472b-ac5b-28a10eb7cdda | assets[].bim_mapping.source_model_id | 07_IFC_Metadata_EAV | bfe1ef74-8838-472b-ac5b-28a10eb7cdda
bim_mapping.global_id_locked | DTP_Template | 2026-06-05 | IFC_Core | Component | Main Distribution Board 01 | TRUE |  | JSON/COBie/IFC | IfcElectricDistributionBoard | bfe1ef74-8838-472b-ac5b-28a10eb7cdda | assets[].bim_mapping.global_id_locked | 07_IFC_Metadata_EAV | bfe1ef74-8838-472b-ac5b-28a10eb7cdda
cobie_mapping.component_name | DTP_Template | 2026-06-05 | Asset_Metadata | Component | Main Distribution Board 01 | MDB-001 |  | JSON/COBie/IFC | IfcElectricDistributionBoard | bfe1ef74-8838-472b-ac5b-28a10eb7cdda | assets[].cobie_mapping.component_name | 07_IFC_Metadata_EAV | bfe1ef74-8838-472b-ac5b-28a10eb7cdda
cobie_mapping.type_name | DTP_Template | 2026-06-05 | Asset_Metadata | Component | Main Distribution Board 01 | MDB |  | JSON/COBie/IFC | IfcElectricDistributionBoard | bfe1ef74-8838-472b-ac5b-28a10eb7cdda | assets[].cobie_mapping.type_name | 07_IFC_Metadata_EAV | bfe1ef74-8838-472b-ac5b-28a10eb7cdda
cobie_mapping.system_name | DTP_Template | 2026-06-05 | Asset_Metadata | Component | Main Distribution Board 01 | Electrical |  | JSON/COBie/IFC | IfcElectricDistributionBoard | bfe1ef74-8838-472b-ac5b-28a10eb7cdda | assets[].cobie_mapping.system_name | 07_IFC_Metadata_EAV | bfe1ef74-8838-472b-ac5b-28a10eb7cdda
cobie_mapping.space_name | DTP_Template | 2026-06-05 | Asset_Metadata | Component | Main Distribution Board 01 | SP-B1-CHILLER |  | JSON/COBie/IFC | IfcElectricDistributionBoard | bfe1ef74-8838-472b-ac5b-28a10eb7cdda | assets[].cobie_mapping.space_name | 07_IFC_Metadata_EAV | bfe1ef74-8838-472b-ac5b-28a10eb7cdda
manufacturer_data.manufacturer | DTP_Template | 2026-06-05 | LOI_Manufacturer | Component | Main Distribution Board 01 | Generic Manufacturer |  | JSON/COBie/IFC | IfcElectricDistributionBoard | bfe1ef74-8838-472b-ac5b-28a10eb7cdda | assets[].manufacturer_data.manufacturer | 07_IFC_Metadata_EAV | bfe1ef74-8838-472b-ac5b-28a10eb7cdda
manufacturer_data.model | DTP_Template | 2026-06-05 | LOI_Manufacturer | Component | Main Distribution Board 01 | Model-Placeholder |  | JSON/COBie/IFC | IfcElectricDistributionBoard | bfe1ef74-8838-472b-ac5b-28a10eb7cdda | assets[].manufacturer_data.model | 07_IFC_Metadata_EAV | bfe1ef74-8838-472b-ac5b-28a10eb7cdda
manufacturer_data.serial_number | DTP_Template | 2026-06-05 | LOI_Manufacturer | Component | Main Distribution Board 01 | SN-MDB-001 |  | JSON/COBie/IFC | IfcElectricDistributionBoard | bfe1ef74-8838-472b-ac5b-28a10eb7cdda | assets[].manufacturer_data.serial_number | 07_IFC_Metadata_EAV | bfe1ef74-8838-472b-ac5b-28a10eb7cdda
manufacturer_data.installation_date | DTP_Template | 2026-06-05 | LOI_Manufacturer | Component | Main Distribution Board 01 | 2026-05-15 |  | JSON/COBie/IFC | IfcElectricDistributionBoard | bfe1ef74-8838-472b-ac5b-28a10eb7cdda | assets[].manufacturer_data.installation_date | 07_IFC_Metadata_EAV | bfe1ef74-8838-472b-ac5b-28a10eb7cdda
manufacturer_data.warranty_start_date | DTP_Template | 2026-06-05 | LOI_Manufacturer | Component | Main Distribution Board 01 | 2026-06-01 |  | JSON/COBie/IFC | IfcElectricDistributionBoard | bfe1ef74-8838-472b-ac5b-28a10eb7cdda | assets[].manufacturer_data.warranty_start_date | 07_IFC_Metadata_EAV | bfe1ef74-8838-472b-ac5b-28a10eb7cdda
manufacturer_data.warranty_end_date | DTP_Template | 2026-06-05 | LOI_Manufacturer | Component | Main Distribution Board 01 | 2028-06-01 |  | JSON/COBie/IFC | IfcElectricDistributionBoard | bfe1ef74-8838-472b-ac5b-28a10eb7cdda | assets[].manufacturer_data.warranty_end_date | 07_IFC_Metadata_EAV | bfe1ef74-8838-472b-ac5b-28a10eb7cdda
operation_data.maintainable | DTP_Template | 2026-06-05 | LOI_Operation_Maintenance | Component | Main Distribution Board 01 | TRUE |  | JSON/COBie/IFC | IfcElectricDistributionBoard | bfe1ef74-8838-472b-ac5b-28a10eb7cdda | assets[].operation_data.maintainable | 07_IFC_Metadata_EAV | bfe1ef74-8838-472b-ac5b-28a10eb7cdda
operation_data.criticality | DTP_Template | 2026-06-05 | LOI_Operation_Maintenance | Component | Main Distribution Board 01 | High |  | JSON/COBie/IFC | IfcElectricDistributionBoard | bfe1ef74-8838-472b-ac5b-28a10eb7cdda | assets[].operation_data.criticality | 07_IFC_Metadata_EAV | bfe1ef74-8838-472b-ac5b-28a10eb7cdda
operation_data.expected_life_years | DTP_Template | 2026-06-05 | LOI_Operation_Maintenance | Component | Main Distribution Board 01 | 15 |  | JSON/COBie/IFC | IfcElectricDistributionBoard | bfe1ef74-8838-472b-ac5b-28a10eb7cdda | assets[].operation_data.expected_life_years | 07_IFC_Metadata_EAV | bfe1ef74-8838-472b-ac5b-28a10eb7cdda
operation_data.maintenance_strategy | DTP_Template | 2026-06-05 | LOI_Operation_Maintenance | Component | Main Distribution Board 01 | preventive_and_condition_based |  | JSON/COBie/IFC | IfcElectricDistributionBoard | bfe1ef74-8838-472b-ac5b-28a10eb7cdda | assets[].operation_data.maintenance_strategy | 07_IFC_Metadata_EAV | bfe1ef74-8838-472b-ac5b-28a10eb7cdda
operation_data.cmms_asset_id | DTP_Template | 2026-06-05 | LOI_Operation_Maintenance | Component | Main Distribution Board 01 | CMMS-MDB-001 |  | JSON/COBie/IFC | IfcElectricDistributionBoard | bfe1ef74-8838-472b-ac5b-28a10eb7cdda | assets[].operation_data.cmms_asset_id | 07_IFC_Metadata_EAV | bfe1ef74-8838-472b-ac5b-28a10eb7cdda
operation_data.spare_part_group | DTP_Template | 2026-06-05 | LOI_Operation_Maintenance | Component | Main Distribution Board 01 | SPARE-DISTRIBUTION-BOARD |  | JSON/COBie/IFC | IfcElectricDistributionBoard | bfe1ef74-8838-472b-ac5b-28a10eb7cdda | assets[].operation_data.spare_part_group | 07_IFC_Metadata_EAV | bfe1ef74-8838-472b-ac5b-28a10eb7cdda
operation_data.manual_url | DTP_Template | 2026-06-05 | LOI_Operation_Maintenance | Component | Main Distribution Board 01 | https://example.com/om_manuals/MDB-001.pdf |  | JSON/COBie/IFC | IfcElectricDistributionBoard | bfe1ef74-8838-472b-ac5b-28a10eb7cdda | assets[].operation_data.manual_url | 07_IFC_Metadata_EAV | bfe1ef74-8838-472b-ac5b-28a10eb7cdda
digital_twin.dt_entity_type | DTP_Template | 2026-06-05 | DTP_Metadata | Component | Main Distribution Board 01 | asset |  | JSON/COBie/IFC | IfcElectricDistributionBoard | bfe1ef74-8838-472b-ac5b-28a10eb7cdda | assets[].digital_twin.dt_entity_type | 07_IFC_Metadata_EAV | bfe1ef74-8838-472b-ac5b-28a10eb7cdda
digital_twin.state_source | DTP_Template | 2026-06-05 | DTP_Metadata | Component | Main Distribution Board 01 | BMS/IoT/CMMS |  | JSON/COBie/IFC | IfcElectricDistributionBoard | bfe1ef74-8838-472b-ac5b-28a10eb7cdda | assets[].digital_twin.state_source | 07_IFC_Metadata_EAV | bfe1ef74-8838-472b-ac5b-28a10eb7cdda
digital_twin.realtime_enabled | DTP_Template | 2026-06-05 | DTP_Metadata | Component | Main Distribution Board 01 | TRUE |  | JSON/COBie/IFC | IfcElectricDistributionBoard | bfe1ef74-8838-472b-ac5b-28a10eb7cdda | assets[].digital_twin.realtime_enabled | 07_IFC_Metadata_EAV | bfe1ef74-8838-472b-ac5b-28a10eb7cdda
digital_twin.history_enabled | DTP_Template | 2026-06-05 | DTP_Metadata | Component | Main Distribution Board 01 | TRUE |  | JSON/COBie/IFC | IfcElectricDistributionBoard | bfe1ef74-8838-472b-ac5b-28a10eb7cdda | assets[].digital_twin.history_enabled | 07_IFC_Metadata_EAV | bfe1ef74-8838-472b-ac5b-28a10eb7cdda
digital_twin.visual_selectable | DTP_Template | 2026-06-05 | DTP_Metadata | Component | Main Distribution Board 01 | TRUE |  | JSON/COBie/IFC | IfcElectricDistributionBoard | bfe1ef74-8838-472b-ac5b-28a10eb7cdda | assets[].digital_twin.visual_selectable | 07_IFC_Metadata_EAV | bfe1ef74-8838-472b-ac5b-28a10eb7cdda
digital_twin.visual_highlight_layer | DTP_Template | 2026-06-05 | DTP_Metadata | Component | Main Distribution Board 01 | LAYER-ASSET-ELECTRICAL |  | JSON/COBie/IFC | IfcElectricDistributionBoard | bfe1ef74-8838-472b-ac5b-28a10eb7cdda | assets[].digital_twin.visual_highlight_layer | 07_IFC_Metadata_EAV | bfe1ef74-8838-472b-ac5b-28a10eb7cdda
tags[0] | DTP_Template | 2026-06-05 | Asset_Metadata | Component | Main Distribution Board 01 | electrical |  | JSON/COBie/IFC | IfcElectricDistributionBoard | bfe1ef74-8838-472b-ac5b-28a10eb7cdda | assets[].tags[0] | 07_IFC_Metadata_EAV | bfe1ef74-8838-472b-ac5b-28a10eb7cdda
tags[1] | DTP_Template | 2026-06-05 | Asset_Metadata | Component | Main Distribution Board 01 | distribution_board |  | JSON/COBie/IFC | IfcElectricDistributionBoard | bfe1ef74-8838-472b-ac5b-28a10eb7cdda | assets[].tags[1] | 07_IFC_Metadata_EAV | bfe1ef74-8838-472b-ac5b-28a10eb7cdda
tags[2] | DTP_Template | 2026-06-05 | Asset_Metadata | Component | Main Distribution Board 01 | mdb |  | JSON/COBie/IFC | IfcElectricDistributionBoard | bfe1ef74-8838-472b-ac5b-28a10eb7cdda | assets[].tags[2] | 07_IFC_Metadata_EAV | bfe1ef74-8838-472b-ac5b-28a10eb7cdda
asset_id | DTP_Template | 2026-06-05 | Asset_Metadata | Component | Automatic Transfer Switch 01 | ATS-001 |  | JSON/COBie/IFC | IfcSwitchingDevice | 8425ee0b-4249-41a9-8a5b-c39151410a62 | assets[].asset_id | 07_IFC_Metadata_EAV | 8425ee0b-4249-41a9-8a5b-c39151410a62
asset_name | DTP_Template | 2026-06-05 | Asset_Metadata | Component | Automatic Transfer Switch 01 | Automatic Transfer Switch 01 |  | JSON/COBie/IFC | IfcSwitchingDevice | 8425ee0b-4249-41a9-8a5b-c39151410a62 | assets[].asset_name | 07_IFC_Metadata_EAV | 8425ee0b-4249-41a9-8a5b-c39151410a62
asset_status | DTP_Template | 2026-06-05 | Asset_Metadata | Component | Automatic Transfer Switch 01 | in_service |  | JSON/COBie/IFC | IfcSwitchingDevice | 8425ee0b-4249-41a9-8a5b-c39151410a62 | assets[].asset_status | 07_IFC_Metadata_EAV | 8425ee0b-4249-41a9-8a5b-c39151410a62
system | DTP_Template | 2026-06-05 | Asset_Metadata | Component | Automatic Transfer Switch 01 | Electrical |  | JSON/COBie/IFC | IfcSwitchingDevice | 8425ee0b-4249-41a9-8a5b-c39151410a62 | assets[].system | 07_IFC_Metadata_EAV | 8425ee0b-4249-41a9-8a5b-c39151410a62
discipline | DTP_Template | 2026-06-05 | Asset_Metadata | Component | Automatic Transfer Switch 01 | MEP |  | JSON/COBie/IFC | IfcSwitchingDevice | 8425ee0b-4249-41a9-8a5b-c39151410a62 | assets[].discipline | 07_IFC_Metadata_EAV | 8425ee0b-4249-41a9-8a5b-c39151410a62
category | DTP_Template | 2026-06-05 | Asset_Metadata | Component | Automatic Transfer Switch 01 | ATS |  | JSON/COBie/IFC | IfcSwitchingDevice | 8425ee0b-4249-41a9-8a5b-c39151410a62 | assets[].category | 07_IFC_Metadata_EAV | 8425ee0b-4249-41a9-8a5b-c39151410a62
asset_type | DTP_Template | 2026-06-05 | Asset_Metadata | Component | Automatic Transfer Switch 01 | ATS |  | JSON/COBie/IFC | IfcSwitchingDevice | 8425ee0b-4249-41a9-8a5b-c39151410a62 | assets[].asset_type | 07_IFC_Metadata_EAV | 8425ee0b-4249-41a9-8a5b-c39151410a62
classification.uniclass_code | DTP_Template | 2026-06-05 | LOI_Classification | Component | Automatic Transfer Switch 01 | placeholder |  | JSON/COBie/IFC | IfcSwitchingDevice | 8425ee0b-4249-41a9-8a5b-c39151410a62 | assets[].classification.uniclass_code | 07_IFC_Metadata_EAV | 8425ee0b-4249-41a9-8a5b-c39151410a62
classification.omniclass_code | DTP_Template | 2026-06-05 | LOI_Classification | Component | Automatic Transfer Switch 01 | placeholder |  | JSON/COBie/IFC | IfcSwitchingDevice | 8425ee0b-4249-41a9-8a5b-c39151410a62 | assets[].classification.omniclass_code | 07_IFC_Metadata_EAV | 8425ee0b-4249-41a9-8a5b-c39151410a62
classification.local_classification | DTP_Template | 2026-06-05 | LOI_Classification | Component | Automatic Transfer Switch 01 | Electrical/ATS/ATS |  | JSON/COBie/IFC | IfcSwitchingDevice | 8425ee0b-4249-41a9-8a5b-c39151410a62 | assets[].classification.local_classification | 07_IFC_Metadata_EAV | 8425ee0b-4249-41a9-8a5b-c39151410a62
location.facility_id | DTP_Template | 2026-06-05 | LOI_Location | Component | Automatic Transfer Switch 01 | FAC-OFFICE-TOWER-A |  | JSON/COBie/IFC | IfcSwitchingDevice | 8425ee0b-4249-41a9-8a5b-c39151410a62 | assets[].location.facility_id | 07_IFC_Metadata_EAV | 8425ee0b-4249-41a9-8a5b-c39151410a62
location.floor_id | DTP_Template | 2026-06-05 | LOI_Location | Component | Automatic Transfer Switch 01 | FL-B1 |  | JSON/COBie/IFC | IfcSwitchingDevice | 8425ee0b-4249-41a9-8a5b-c39151410a62 | assets[].location.floor_id | 07_IFC_Metadata_EAV | 8425ee0b-4249-41a9-8a5b-c39151410a62
location.space_id | DTP_Template | 2026-06-05 | LOI_Location | Component | Automatic Transfer Switch 01 | SP-B1-CHILLER |  | JSON/COBie/IFC | IfcSwitchingDevice | 8425ee0b-4249-41a9-8a5b-c39151410a62 | assets[].location.space_id | 07_IFC_Metadata_EAV | 8425ee0b-4249-41a9-8a5b-c39151410a62
location.zone_id | DTP_Template | 2026-06-05 | LOI_Location | Component | Automatic Transfer Switch 01 | ZONE-HVAC-B1-PLANT |  | JSON/COBie/IFC | IfcSwitchingDevice | 8425ee0b-4249-41a9-8a5b-c39151410a62 | assets[].location.zone_id | 07_IFC_Metadata_EAV | 8425ee0b-4249-41a9-8a5b-c39151410a62
bim_mapping.ifc_guid | DTP_Template | 2026-06-05 | IFC_Core | Component | Automatic Transfer Switch 01 | 8425ee0b-4249-41a9-8a5b-c39151410a62 |  | JSON/COBie/IFC | IfcSwitchingDevice | 8425ee0b-4249-41a9-8a5b-c39151410a62 | assets[].bim_mapping.ifc_guid | 07_IFC_Metadata_EAV | 8425ee0b-4249-41a9-8a5b-c39151410a62
bim_mapping.ifc_entity | DTP_Template | 2026-06-05 | IFC_Core | Component | Automatic Transfer Switch 01 | IfcSwitchingDevice |  | JSON/COBie/IFC | IfcSwitchingDevice | 8425ee0b-4249-41a9-8a5b-c39151410a62 | assets[].bim_mapping.ifc_entity | 07_IFC_Metadata_EAV | 8425ee0b-4249-41a9-8a5b-c39151410a62
bim_mapping.ifc_name | DTP_Template | 2026-06-05 | IFC_Core | Component | Automatic Transfer Switch 01 | Automatic Transfer Switch 01 |  | JSON/COBie/IFC | IfcSwitchingDevice | 8425ee0b-4249-41a9-8a5b-c39151410a62 | assets[].bim_mapping.ifc_name | 07_IFC_Metadata_EAV | 8425ee0b-4249-41a9-8a5b-c39151410a62
bim_mapping.source_model_id | DTP_Template | 2026-06-05 | IFC_Core | Component | Automatic Transfer Switch 01 | IFC-MEP-001 |  | JSON/COBie/IFC | IfcSwitchingDevice | 8425ee0b-4249-41a9-8a5b-c39151410a62 | assets[].bim_mapping.source_model_id | 07_IFC_Metadata_EAV | 8425ee0b-4249-41a9-8a5b-c39151410a62
bim_mapping.global_id_locked | DTP_Template | 2026-06-05 | IFC_Core | Component | Automatic Transfer Switch 01 | TRUE |  | JSON/COBie/IFC | IfcSwitchingDevice | 8425ee0b-4249-41a9-8a5b-c39151410a62 | assets[].bim_mapping.global_id_locked | 07_IFC_Metadata_EAV | 8425ee0b-4249-41a9-8a5b-c39151410a62
cobie_mapping.component_name | DTP_Template | 2026-06-05 | Asset_Metadata | Component | Automatic Transfer Switch 01 | ATS-001 |  | JSON/COBie/IFC | IfcSwitchingDevice | 8425ee0b-4249-41a9-8a5b-c39151410a62 | assets[].cobie_mapping.component_name | 07_IFC_Metadata_EAV | 8425ee0b-4249-41a9-8a5b-c39151410a62
cobie_mapping.type_name | DTP_Template | 2026-06-05 | Asset_Metadata | Component | Automatic Transfer Switch 01 | ATS |  | JSON/COBie/IFC | IfcSwitchingDevice | 8425ee0b-4249-41a9-8a5b-c39151410a62 | assets[].cobie_mapping.type_name | 07_IFC_Metadata_EAV | 8425ee0b-4249-41a9-8a5b-c39151410a62
cobie_mapping.system_name | DTP_Template | 2026-06-05 | Asset_Metadata | Component | Automatic Transfer Switch 01 | Electrical |  | JSON/COBie/IFC | IfcSwitchingDevice | 8425ee0b-4249-41a9-8a5b-c39151410a62 | assets[].cobie_mapping.system_name | 07_IFC_Metadata_EAV | 8425ee0b-4249-41a9-8a5b-c39151410a62
cobie_mapping.space_name | DTP_Template | 2026-06-05 | Asset_Metadata | Component | Automatic Transfer Switch 01 | SP-B1-CHILLER |  | JSON/COBie/IFC | IfcSwitchingDevice | 8425ee0b-4249-41a9-8a5b-c39151410a62 | assets[].cobie_mapping.space_name | 07_IFC_Metadata_EAV | 8425ee0b-4249-41a9-8a5b-c39151410a62
manufacturer_data.manufacturer | DTP_Template | 2026-06-05 | LOI_Manufacturer | Component | Automatic Transfer Switch 01 | Generic Manufacturer |  | JSON/COBie/IFC | IfcSwitchingDevice | 8425ee0b-4249-41a9-8a5b-c39151410a62 | assets[].manufacturer_data.manufacturer | 07_IFC_Metadata_EAV | 8425ee0b-4249-41a9-8a5b-c39151410a62
manufacturer_data.model | DTP_Template | 2026-06-05 | LOI_Manufacturer | Component | Automatic Transfer Switch 01 | Model-Placeholder |  | JSON/COBie/IFC | IfcSwitchingDevice | 8425ee0b-4249-41a9-8a5b-c39151410a62 | assets[].manufacturer_data.model | 07_IFC_Metadata_EAV | 8425ee0b-4249-41a9-8a5b-c39151410a62
manufacturer_data.serial_number | DTP_Template | 2026-06-05 | LOI_Manufacturer | Component | Automatic Transfer Switch 01 | SN-ATS-001 |  | JSON/COBie/IFC | IfcSwitchingDevice | 8425ee0b-4249-41a9-8a5b-c39151410a62 | assets[].manufacturer_data.serial_number | 07_IFC_Metadata_EAV | 8425ee0b-4249-41a9-8a5b-c39151410a62
manufacturer_data.installation_date | DTP_Template | 2026-06-05 | LOI_Manufacturer | Component | Automatic Transfer Switch 01 | 2026-05-15 |  | JSON/COBie/IFC | IfcSwitchingDevice | 8425ee0b-4249-41a9-8a5b-c39151410a62 | assets[].manufacturer_data.installation_date | 07_IFC_Metadata_EAV | 8425ee0b-4249-41a9-8a5b-c39151410a62
manufacturer_data.warranty_start_date | DTP_Template | 2026-06-05 | LOI_Manufacturer | Component | Automatic Transfer Switch 01 | 2026-06-01 |  | JSON/COBie/IFC | IfcSwitchingDevice | 8425ee0b-4249-41a9-8a5b-c39151410a62 | assets[].manufacturer_data.warranty_start_date | 07_IFC_Metadata_EAV | 8425ee0b-4249-41a9-8a5b-c39151410a62
manufacturer_data.warranty_end_date | DTP_Template | 2026-06-05 | LOI_Manufacturer | Component | Automatic Transfer Switch 01 | 2028-06-01 |  | JSON/COBie/IFC | IfcSwitchingDevice | 8425ee0b-4249-41a9-8a5b-c39151410a62 | assets[].manufacturer_data.warranty_end_date | 07_IFC_Metadata_EAV | 8425ee0b-4249-41a9-8a5b-c39151410a62
operation_data.maintainable | DTP_Template | 2026-06-05 | LOI_Operation_Maintenance | Component | Automatic Transfer Switch 01 | TRUE |  | JSON/COBie/IFC | IfcSwitchingDevice | 8425ee0b-4249-41a9-8a5b-c39151410a62 | assets[].operation_data.maintainable | 07_IFC_Metadata_EAV | 8425ee0b-4249-41a9-8a5b-c39151410a62
operation_data.criticality | DTP_Template | 2026-06-05 | LOI_Operation_Maintenance | Component | Automatic Transfer Switch 01 | High |  | JSON/COBie/IFC | IfcSwitchingDevice | 8425ee0b-4249-41a9-8a5b-c39151410a62 | assets[].operation_data.criticality | 07_IFC_Metadata_EAV | 8425ee0b-4249-41a9-8a5b-c39151410a62
operation_data.expected_life_years | DTP_Template | 2026-06-05 | LOI_Operation_Maintenance | Component | Automatic Transfer Switch 01 | 15 |  | JSON/COBie/IFC | IfcSwitchingDevice | 8425ee0b-4249-41a9-8a5b-c39151410a62 | assets[].operation_data.expected_life_years | 07_IFC_Metadata_EAV | 8425ee0b-4249-41a9-8a5b-c39151410a62
operation_data.maintenance_strategy | DTP_Template | 2026-06-05 | LOI_Operation_Maintenance | Component | Automatic Transfer Switch 01 | preventive_and_condition_based |  | JSON/COBie/IFC | IfcSwitchingDevice | 8425ee0b-4249-41a9-8a5b-c39151410a62 | assets[].operation_data.maintenance_strategy | 07_IFC_Metadata_EAV | 8425ee0b-4249-41a9-8a5b-c39151410a62
operation_data.cmms_asset_id | DTP_Template | 2026-06-05 | LOI_Operation_Maintenance | Component | Automatic Transfer Switch 01 | CMMS-ATS-001 |  | JSON/COBie/IFC | IfcSwitchingDevice | 8425ee0b-4249-41a9-8a5b-c39151410a62 | assets[].operation_data.cmms_asset_id | 07_IFC_Metadata_EAV | 8425ee0b-4249-41a9-8a5b-c39151410a62
operation_data.spare_part_group | DTP_Template | 2026-06-05 | LOI_Operation_Maintenance | Component | Automatic Transfer Switch 01 | SPARE-ATS |  | JSON/COBie/IFC | IfcSwitchingDevice | 8425ee0b-4249-41a9-8a5b-c39151410a62 | assets[].operation_data.spare_part_group | 07_IFC_Metadata_EAV | 8425ee0b-4249-41a9-8a5b-c39151410a62
operation_data.manual_url | DTP_Template | 2026-06-05 | LOI_Operation_Maintenance | Component | Automatic Transfer Switch 01 | https://example.com/om_manuals/ATS-001.pdf |  | JSON/COBie/IFC | IfcSwitchingDevice | 8425ee0b-4249-41a9-8a5b-c39151410a62 | assets[].operation_data.manual_url | 07_IFC_Metadata_EAV | 8425ee0b-4249-41a9-8a5b-c39151410a62
digital_twin.dt_entity_type | DTP_Template | 2026-06-05 | DTP_Metadata | Component | Automatic Transfer Switch 01 | asset |  | JSON/COBie/IFC | IfcSwitchingDevice | 8425ee0b-4249-41a9-8a5b-c39151410a62 | assets[].digital_twin.dt_entity_type | 07_IFC_Metadata_EAV | 8425ee0b-4249-41a9-8a5b-c39151410a62
digital_twin.state_source | DTP_Template | 2026-06-05 | DTP_Metadata | Component | Automatic Transfer Switch 01 | BMS/IoT/CMMS |  | JSON/COBie/IFC | IfcSwitchingDevice | 8425ee0b-4249-41a9-8a5b-c39151410a62 | assets[].digital_twin.state_source | 07_IFC_Metadata_EAV | 8425ee0b-4249-41a9-8a5b-c39151410a62
digital_twin.realtime_enabled | DTP_Template | 2026-06-05 | DTP_Metadata | Component | Automatic Transfer Switch 01 | TRUE |  | JSON/COBie/IFC | IfcSwitchingDevice | 8425ee0b-4249-41a9-8a5b-c39151410a62 | assets[].digital_twin.realtime_enabled | 07_IFC_Metadata_EAV | 8425ee0b-4249-41a9-8a5b-c39151410a62
digital_twin.history_enabled | DTP_Template | 2026-06-05 | DTP_Metadata | Component | Automatic Transfer Switch 01 | TRUE |  | JSON/COBie/IFC | IfcSwitchingDevice | 8425ee0b-4249-41a9-8a5b-c39151410a62 | assets[].digital_twin.history_enabled | 07_IFC_Metadata_EAV | 8425ee0b-4249-41a9-8a5b-c39151410a62
digital_twin.visual_selectable | DTP_Template | 2026-06-05 | DTP_Metadata | Component | Automatic Transfer Switch 01 | TRUE |  | JSON/COBie/IFC | IfcSwitchingDevice | 8425ee0b-4249-41a9-8a5b-c39151410a62 | assets[].digital_twin.visual_selectable | 07_IFC_Metadata_EAV | 8425ee0b-4249-41a9-8a5b-c39151410a62
digital_twin.visual_highlight_layer | DTP_Template | 2026-06-05 | DTP_Metadata | Component | Automatic Transfer Switch 01 | LAYER-ASSET-ELECTRICAL |  | JSON/COBie/IFC | IfcSwitchingDevice | 8425ee0b-4249-41a9-8a5b-c39151410a62 | assets[].digital_twin.visual_highlight_layer | 07_IFC_Metadata_EAV | 8425ee0b-4249-41a9-8a5b-c39151410a62
tags[0] | DTP_Template | 2026-06-05 | Asset_Metadata | Component | Automatic Transfer Switch 01 | electrical |  | JSON/COBie/IFC | IfcSwitchingDevice | 8425ee0b-4249-41a9-8a5b-c39151410a62 | assets[].tags[0] | 07_IFC_Metadata_EAV | 8425ee0b-4249-41a9-8a5b-c39151410a62
tags[1] | DTP_Template | 2026-06-05 | Asset_Metadata | Component | Automatic Transfer Switch 01 | ats |  | JSON/COBie/IFC | IfcSwitchingDevice | 8425ee0b-4249-41a9-8a5b-c39151410a62 | assets[].tags[1] | 07_IFC_Metadata_EAV | 8425ee0b-4249-41a9-8a5b-c39151410a62
tags[2] | DTP_Template | 2026-06-05 | Asset_Metadata | Component | Automatic Transfer Switch 01 | ats |  | JSON/COBie/IFC | IfcSwitchingDevice | 8425ee0b-4249-41a9-8a5b-c39151410a62 | assets[].tags[2] | 07_IFC_Metadata_EAV | 8425ee0b-4249-41a9-8a5b-c39151410a62
asset_id | DTP_Template | 2026-06-05 | Asset_Metadata | Component | Diesel Generator 01 | GEN-001 |  | JSON/COBie/IFC | IfcElectricGenerator | 26928abd-db3f-4513-a8e1-84ad366915a9 | assets[].asset_id | 07_IFC_Metadata_EAV | 26928abd-db3f-4513-a8e1-84ad366915a9
asset_name | DTP_Template | 2026-06-05 | Asset_Metadata | Component | Diesel Generator 01 | Diesel Generator 01 |  | JSON/COBie/IFC | IfcElectricGenerator | 26928abd-db3f-4513-a8e1-84ad366915a9 | assets[].asset_name | 07_IFC_Metadata_EAV | 26928abd-db3f-4513-a8e1-84ad366915a9
asset_status | DTP_Template | 2026-06-05 | Asset_Metadata | Component | Diesel Generator 01 | in_service |  | JSON/COBie/IFC | IfcElectricGenerator | 26928abd-db3f-4513-a8e1-84ad366915a9 | assets[].asset_status | 07_IFC_Metadata_EAV | 26928abd-db3f-4513-a8e1-84ad366915a9
system | DTP_Template | 2026-06-05 | Asset_Metadata | Component | Diesel Generator 01 | Electrical |  | JSON/COBie/IFC | IfcElectricGenerator | 26928abd-db3f-4513-a8e1-84ad366915a9 | assets[].system | 07_IFC_Metadata_EAV | 26928abd-db3f-4513-a8e1-84ad366915a9
discipline | DTP_Template | 2026-06-05 | Asset_Metadata | Component | Diesel Generator 01 | MEP |  | JSON/COBie/IFC | IfcElectricGenerator | 26928abd-db3f-4513-a8e1-84ad366915a9 | assets[].discipline | 07_IFC_Metadata_EAV | 26928abd-db3f-4513-a8e1-84ad366915a9
category | DTP_Template | 2026-06-05 | Asset_Metadata | Component | Diesel Generator 01 | Generator |  | JSON/COBie/IFC | IfcElectricGenerator | 26928abd-db3f-4513-a8e1-84ad366915a9 | assets[].category | 07_IFC_Metadata_EAV | 26928abd-db3f-4513-a8e1-84ad366915a9
asset_type | DTP_Template | 2026-06-05 | Asset_Metadata | Component | Diesel Generator 01 | DieselGenerator |  | JSON/COBie/IFC | IfcElectricGenerator | 26928abd-db3f-4513-a8e1-84ad366915a9 | assets[].asset_type | 07_IFC_Metadata_EAV | 26928abd-db3f-4513-a8e1-84ad366915a9
classification.uniclass_code | DTP_Template | 2026-06-05 | LOI_Classification | Component | Diesel Generator 01 | placeholder |  | JSON/COBie/IFC | IfcElectricGenerator | 26928abd-db3f-4513-a8e1-84ad366915a9 | assets[].classification.uniclass_code | 07_IFC_Metadata_EAV | 26928abd-db3f-4513-a8e1-84ad366915a9
classification.omniclass_code | DTP_Template | 2026-06-05 | LOI_Classification | Component | Diesel Generator 01 | placeholder |  | JSON/COBie/IFC | IfcElectricGenerator | 26928abd-db3f-4513-a8e1-84ad366915a9 | assets[].classification.omniclass_code | 07_IFC_Metadata_EAV | 26928abd-db3f-4513-a8e1-84ad366915a9
classification.local_classification | DTP_Template | 2026-06-05 | LOI_Classification | Component | Diesel Generator 01 | Electrical/Generator/DieselGenerator |  | JSON/COBie/IFC | IfcElectricGenerator | 26928abd-db3f-4513-a8e1-84ad366915a9 | assets[].classification.local_classification | 07_IFC_Metadata_EAV | 26928abd-db3f-4513-a8e1-84ad366915a9
location.facility_id | DTP_Template | 2026-06-05 | LOI_Location | Component | Diesel Generator 01 | FAC-OFFICE-TOWER-A |  | JSON/COBie/IFC | IfcElectricGenerator | 26928abd-db3f-4513-a8e1-84ad366915a9 | assets[].location.facility_id | 07_IFC_Metadata_EAV | 26928abd-db3f-4513-a8e1-84ad366915a9
location.floor_id | DTP_Template | 2026-06-05 | LOI_Location | Component | Diesel Generator 01 | FL-B1 |  | JSON/COBie/IFC | IfcElectricGenerator | 26928abd-db3f-4513-a8e1-84ad366915a9 | assets[].location.floor_id | 07_IFC_Metadata_EAV | 26928abd-db3f-4513-a8e1-84ad366915a9
location.space_id | DTP_Template | 2026-06-05 | LOI_Location | Component | Diesel Generator 01 | SP-B1-CHILLER |  | JSON/COBie/IFC | IfcElectricGenerator | 26928abd-db3f-4513-a8e1-84ad366915a9 | assets[].location.space_id | 07_IFC_Metadata_EAV | 26928abd-db3f-4513-a8e1-84ad366915a9
location.zone_id | DTP_Template | 2026-06-05 | LOI_Location | Component | Diesel Generator 01 | ZONE-HVAC-B1-PLANT |  | JSON/COBie/IFC | IfcElectricGenerator | 26928abd-db3f-4513-a8e1-84ad366915a9 | assets[].location.zone_id | 07_IFC_Metadata_EAV | 26928abd-db3f-4513-a8e1-84ad366915a9
bim_mapping.ifc_guid | DTP_Template | 2026-06-05 | IFC_Core | Component | Diesel Generator 01 | 26928abd-db3f-4513-a8e1-84ad366915a9 |  | JSON/COBie/IFC | IfcElectricGenerator | 26928abd-db3f-4513-a8e1-84ad366915a9 | assets[].bim_mapping.ifc_guid | 07_IFC_Metadata_EAV | 26928abd-db3f-4513-a8e1-84ad366915a9
bim_mapping.ifc_entity | DTP_Template | 2026-06-05 | IFC_Core | Component | Diesel Generator 01 | IfcElectricGenerator |  | JSON/COBie/IFC | IfcElectricGenerator | 26928abd-db3f-4513-a8e1-84ad366915a9 | assets[].bim_mapping.ifc_entity | 07_IFC_Metadata_EAV | 26928abd-db3f-4513-a8e1-84ad366915a9
bim_mapping.ifc_name | DTP_Template | 2026-06-05 | IFC_Core | Component | Diesel Generator 01 | Diesel Generator 01 |  | JSON/COBie/IFC | IfcElectricGenerator | 26928abd-db3f-4513-a8e1-84ad366915a9 | assets[].bim_mapping.ifc_name | 07_IFC_Metadata_EAV | 26928abd-db3f-4513-a8e1-84ad366915a9
bim_mapping.source_model_id | DTP_Template | 2026-06-05 | IFC_Core | Component | Diesel Generator 01 | IFC-MEP-001 |  | JSON/COBie/IFC | IfcElectricGenerator | 26928abd-db3f-4513-a8e1-84ad366915a9 | assets[].bim_mapping.source_model_id | 07_IFC_Metadata_EAV | 26928abd-db3f-4513-a8e1-84ad366915a9
bim_mapping.global_id_locked | DTP_Template | 2026-06-05 | IFC_Core | Component | Diesel Generator 01 | TRUE |  | JSON/COBie/IFC | IfcElectricGenerator | 26928abd-db3f-4513-a8e1-84ad366915a9 | assets[].bim_mapping.global_id_locked | 07_IFC_Metadata_EAV | 26928abd-db3f-4513-a8e1-84ad366915a9
cobie_mapping.component_name | DTP_Template | 2026-06-05 | Asset_Metadata | Component | Diesel Generator 01 | GEN-001 |  | JSON/COBie/IFC | IfcElectricGenerator | 26928abd-db3f-4513-a8e1-84ad366915a9 | assets[].cobie_mapping.component_name | 07_IFC_Metadata_EAV | 26928abd-db3f-4513-a8e1-84ad366915a9
cobie_mapping.type_name | DTP_Template | 2026-06-05 | Asset_Metadata | Component | Diesel Generator 01 | DieselGenerator |  | JSON/COBie/IFC | IfcElectricGenerator | 26928abd-db3f-4513-a8e1-84ad366915a9 | assets[].cobie_mapping.type_name | 07_IFC_Metadata_EAV | 26928abd-db3f-4513-a8e1-84ad366915a9
cobie_mapping.system_name | DTP_Template | 2026-06-05 | Asset_Metadata | Component | Diesel Generator 01 | Electrical |  | JSON/COBie/IFC | IfcElectricGenerator | 26928abd-db3f-4513-a8e1-84ad366915a9 | assets[].cobie_mapping.system_name | 07_IFC_Metadata_EAV | 26928abd-db3f-4513-a8e1-84ad366915a9
cobie_mapping.space_name | DTP_Template | 2026-06-05 | Asset_Metadata | Component | Diesel Generator 01 | SP-B1-CHILLER |  | JSON/COBie/IFC | IfcElectricGenerator | 26928abd-db3f-4513-a8e1-84ad366915a9 | assets[].cobie_mapping.space_name | 07_IFC_Metadata_EAV | 26928abd-db3f-4513-a8e1-84ad366915a9
manufacturer_data.manufacturer | DTP_Template | 2026-06-05 | LOI_Manufacturer | Component | Diesel Generator 01 | Generic Manufacturer |  | JSON/COBie/IFC | IfcElectricGenerator | 26928abd-db3f-4513-a8e1-84ad366915a9 | assets[].manufacturer_data.manufacturer | 07_IFC_Metadata_EAV | 26928abd-db3f-4513-a8e1-84ad366915a9
manufacturer_data.model | DTP_Template | 2026-06-05 | LOI_Manufacturer | Component | Diesel Generator 01 | Model-Placeholder |  | JSON/COBie/IFC | IfcElectricGenerator | 26928abd-db3f-4513-a8e1-84ad366915a9 | assets[].manufacturer_data.model | 07_IFC_Metadata_EAV | 26928abd-db3f-4513-a8e1-84ad366915a9
manufacturer_data.serial_number | DTP_Template | 2026-06-05 | LOI_Manufacturer | Component | Diesel Generator 01 | SN-GEN-001 |  | JSON/COBie/IFC | IfcElectricGenerator | 26928abd-db3f-4513-a8e1-84ad366915a9 | assets[].manufacturer_data.serial_number | 07_IFC_Metadata_EAV | 26928abd-db3f-4513-a8e1-84ad366915a9
manufacturer_data.installation_date | DTP_Template | 2026-06-05 | LOI_Manufacturer | Component | Diesel Generator 01 | 2026-05-15 |  | JSON/COBie/IFC | IfcElectricGenerator | 26928abd-db3f-4513-a8e1-84ad366915a9 | assets[].manufacturer_data.installation_date | 07_IFC_Metadata_EAV | 26928abd-db3f-4513-a8e1-84ad366915a9
manufacturer_data.warranty_start_date | DTP_Template | 2026-06-05 | LOI_Manufacturer | Component | Diesel Generator 01 | 2026-06-01 |  | JSON/COBie/IFC | IfcElectricGenerator | 26928abd-db3f-4513-a8e1-84ad366915a9 | assets[].manufacturer_data.warranty_start_date | 07_IFC_Metadata_EAV | 26928abd-db3f-4513-a8e1-84ad366915a9
manufacturer_data.warranty_end_date | DTP_Template | 2026-06-05 | LOI_Manufacturer | Component | Diesel Generator 01 | 2028-06-01 |  | JSON/COBie/IFC | IfcElectricGenerator | 26928abd-db3f-4513-a8e1-84ad366915a9 | assets[].manufacturer_data.warranty_end_date | 07_IFC_Metadata_EAV | 26928abd-db3f-4513-a8e1-84ad366915a9
operation_data.maintainable | DTP_Template | 2026-06-05 | LOI_Operation_Maintenance | Component | Diesel Generator 01 | TRUE |  | JSON/COBie/IFC | IfcElectricGenerator | 26928abd-db3f-4513-a8e1-84ad366915a9 | assets[].operation_data.maintainable | 07_IFC_Metadata_EAV | 26928abd-db3f-4513-a8e1-84ad366915a9
operation_data.criticality | DTP_Template | 2026-06-05 | LOI_Operation_Maintenance | Component | Diesel Generator 01 | High |  | JSON/COBie/IFC | IfcElectricGenerator | 26928abd-db3f-4513-a8e1-84ad366915a9 | assets[].operation_data.criticality | 07_IFC_Metadata_EAV | 26928abd-db3f-4513-a8e1-84ad366915a9
operation_data.expected_life_years | DTP_Template | 2026-06-05 | LOI_Operation_Maintenance | Component | Diesel Generator 01 | 15 |  | JSON/COBie/IFC | IfcElectricGenerator | 26928abd-db3f-4513-a8e1-84ad366915a9 | assets[].operation_data.expected_life_years | 07_IFC_Metadata_EAV | 26928abd-db3f-4513-a8e1-84ad366915a9
operation_data.maintenance_strategy | DTP_Template | 2026-06-05 | LOI_Operation_Maintenance | Component | Diesel Generator 01 | preventive_and_condition_based |  | JSON/COBie/IFC | IfcElectricGenerator | 26928abd-db3f-4513-a8e1-84ad366915a9 | assets[].operation_data.maintenance_strategy | 07_IFC_Metadata_EAV | 26928abd-db3f-4513-a8e1-84ad366915a9
operation_data.cmms_asset_id | DTP_Template | 2026-06-05 | LOI_Operation_Maintenance | Component | Diesel Generator 01 | CMMS-GEN-001 |  | JSON/COBie/IFC | IfcElectricGenerator | 26928abd-db3f-4513-a8e1-84ad366915a9 | assets[].operation_data.cmms_asset_id | 07_IFC_Metadata_EAV | 26928abd-db3f-4513-a8e1-84ad366915a9
operation_data.spare_part_group | DTP_Template | 2026-06-05 | LOI_Operation_Maintenance | Component | Diesel Generator 01 | SPARE-GENERATOR |  | JSON/COBie/IFC | IfcElectricGenerator | 26928abd-db3f-4513-a8e1-84ad366915a9 | assets[].operation_data.spare_part_group | 07_IFC_Metadata_EAV | 26928abd-db3f-4513-a8e1-84ad366915a9
operation_data.manual_url | DTP_Template | 2026-06-05 | LOI_Operation_Maintenance | Component | Diesel Generator 01 | https://example.com/om_manuals/GEN-001.pdf |  | JSON/COBie/IFC | IfcElectricGenerator | 26928abd-db3f-4513-a8e1-84ad366915a9 | assets[].operation_data.manual_url | 07_IFC_Metadata_EAV | 26928abd-db3f-4513-a8e1-84ad366915a9
digital_twin.dt_entity_type | DTP_Template | 2026-06-05 | DTP_Metadata | Component | Diesel Generator 01 | asset |  | JSON/COBie/IFC | IfcElectricGenerator | 26928abd-db3f-4513-a8e1-84ad366915a9 | assets[].digital_twin.dt_entity_type | 07_IFC_Metadata_EAV | 26928abd-db3f-4513-a8e1-84ad366915a9
digital_twin.state_source | DTP_Template | 2026-06-05 | DTP_Metadata | Component | Diesel Generator 01 | BMS/IoT/CMMS |  | JSON/COBie/IFC | IfcElectricGenerator | 26928abd-db3f-4513-a8e1-84ad366915a9 | assets[].digital_twin.state_source | 07_IFC_Metadata_EAV | 26928abd-db3f-4513-a8e1-84ad366915a9
digital_twin.realtime_enabled | DTP_Template | 2026-06-05 | DTP_Metadata | Component | Diesel Generator 01 | TRUE |  | JSON/COBie/IFC | IfcElectricGenerator | 26928abd-db3f-4513-a8e1-84ad366915a9 | assets[].digital_twin.realtime_enabled | 07_IFC_Metadata_EAV | 26928abd-db3f-4513-a8e1-84ad366915a9
digital_twin.history_enabled | DTP_Template | 2026-06-05 | DTP_Metadata | Component | Diesel Generator 01 | TRUE |  | JSON/COBie/IFC | IfcElectricGenerator | 26928abd-db3f-4513-a8e1-84ad366915a9 | assets[].digital_twin.history_enabled | 07_IFC_Metadata_EAV | 26928abd-db3f-4513-a8e1-84ad366915a9
digital_twin.visual_selectable | DTP_Template | 2026-06-05 | DTP_Metadata | Component | Diesel Generator 01 | TRUE |  | JSON/COBie/IFC | IfcElectricGenerator | 26928abd-db3f-4513-a8e1-84ad366915a9 | assets[].digital_twin.visual_selectable | 07_IFC_Metadata_EAV | 26928abd-db3f-4513-a8e1-84ad366915a9
digital_twin.visual_highlight_layer | DTP_Template | 2026-06-05 | DTP_Metadata | Component | Diesel Generator 01 | LAYER-ASSET-ELECTRICAL |  | JSON/COBie/IFC | IfcElectricGenerator | 26928abd-db3f-4513-a8e1-84ad366915a9 | assets[].digital_twin.visual_highlight_layer | 07_IFC_Metadata_EAV | 26928abd-db3f-4513-a8e1-84ad366915a9
tags[0] | DTP_Template | 2026-06-05 | Asset_Metadata | Component | Diesel Generator 01 | electrical |  | JSON/COBie/IFC | IfcElectricGenerator | 26928abd-db3f-4513-a8e1-84ad366915a9 | assets[].tags[0] | 07_IFC_Metadata_EAV | 26928abd-db3f-4513-a8e1-84ad366915a9
tags[1] | DTP_Template | 2026-06-05 | Asset_Metadata | Component | Diesel Generator 01 | generator |  | JSON/COBie/IFC | IfcElectricGenerator | 26928abd-db3f-4513-a8e1-84ad366915a9 | assets[].tags[1] | 07_IFC_Metadata_EAV | 26928abd-db3f-4513-a8e1-84ad366915a9
tags[2] | DTP_Template | 2026-06-05 | Asset_Metadata | Component | Diesel Generator 01 | dieselgenerator |  | JSON/COBie/IFC | IfcElectricGenerator | 26928abd-db3f-4513-a8e1-84ad366915a9 | assets[].tags[2] | 07_IFC_Metadata_EAV | 26928abd-db3f-4513-a8e1-84ad366915a9
asset_id | DTP_Template | 2026-06-05 | Asset_Metadata | Component | UPS System 01 | UPS-001 |  | JSON/COBie/IFC | IfcElectricAppliance | 7452bac0-7e08-42f0-a13e-502216a5dc87 | assets[].asset_id | 07_IFC_Metadata_EAV | 7452bac0-7e08-42f0-a13e-502216a5dc87
asset_name | DTP_Template | 2026-06-05 | Asset_Metadata | Component | UPS System 01 | UPS System 01 |  | JSON/COBie/IFC | IfcElectricAppliance | 7452bac0-7e08-42f0-a13e-502216a5dc87 | assets[].asset_name | 07_IFC_Metadata_EAV | 7452bac0-7e08-42f0-a13e-502216a5dc87
asset_status | DTP_Template | 2026-06-05 | Asset_Metadata | Component | UPS System 01 | in_service |  | JSON/COBie/IFC | IfcElectricAppliance | 7452bac0-7e08-42f0-a13e-502216a5dc87 | assets[].asset_status | 07_IFC_Metadata_EAV | 7452bac0-7e08-42f0-a13e-502216a5dc87
system | DTP_Template | 2026-06-05 | Asset_Metadata | Component | UPS System 01 | Electrical |  | JSON/COBie/IFC | IfcElectricAppliance | 7452bac0-7e08-42f0-a13e-502216a5dc87 | assets[].system | 07_IFC_Metadata_EAV | 7452bac0-7e08-42f0-a13e-502216a5dc87
discipline | DTP_Template | 2026-06-05 | Asset_Metadata | Component | UPS System 01 | MEP |  | JSON/COBie/IFC | IfcElectricAppliance | 7452bac0-7e08-42f0-a13e-502216a5dc87 | assets[].discipline | 07_IFC_Metadata_EAV | 7452bac0-7e08-42f0-a13e-502216a5dc87
category | DTP_Template | 2026-06-05 | Asset_Metadata | Component | UPS System 01 | UPS |  | JSON/COBie/IFC | IfcElectricAppliance | 7452bac0-7e08-42f0-a13e-502216a5dc87 | assets[].category | 07_IFC_Metadata_EAV | 7452bac0-7e08-42f0-a13e-502216a5dc87
asset_type | DTP_Template | 2026-06-05 | Asset_Metadata | Component | UPS System 01 | UPS |  | JSON/COBie/IFC | IfcElectricAppliance | 7452bac0-7e08-42f0-a13e-502216a5dc87 | assets[].asset_type | 07_IFC_Metadata_EAV | 7452bac0-7e08-42f0-a13e-502216a5dc87
classification.uniclass_code | DTP_Template | 2026-06-05 | LOI_Classification | Component | UPS System 01 | placeholder |  | JSON/COBie/IFC | IfcElectricAppliance | 7452bac0-7e08-42f0-a13e-502216a5dc87 | assets[].classification.uniclass_code | 07_IFC_Metadata_EAV | 7452bac0-7e08-42f0-a13e-502216a5dc87
classification.omniclass_code | DTP_Template | 2026-06-05 | LOI_Classification | Component | UPS System 01 | placeholder |  | JSON/COBie/IFC | IfcElectricAppliance | 7452bac0-7e08-42f0-a13e-502216a5dc87 | assets[].classification.omniclass_code | 07_IFC_Metadata_EAV | 7452bac0-7e08-42f0-a13e-502216a5dc87
classification.local_classification | DTP_Template | 2026-06-05 | LOI_Classification | Component | UPS System 01 | Electrical/UPS/UPS |  | JSON/COBie/IFC | IfcElectricAppliance | 7452bac0-7e08-42f0-a13e-502216a5dc87 | assets[].classification.local_classification | 07_IFC_Metadata_EAV | 7452bac0-7e08-42f0-a13e-502216a5dc87
location.facility_id | DTP_Template | 2026-06-05 | LOI_Location | Component | UPS System 01 | FAC-OFFICE-TOWER-A |  | JSON/COBie/IFC | IfcElectricAppliance | 7452bac0-7e08-42f0-a13e-502216a5dc87 | assets[].location.facility_id | 07_IFC_Metadata_EAV | 7452bac0-7e08-42f0-a13e-502216a5dc87
location.floor_id | DTP_Template | 2026-06-05 | LOI_Location | Component | UPS System 01 | FL-L01 |  | JSON/COBie/IFC | IfcElectricAppliance | 7452bac0-7e08-42f0-a13e-502216a5dc87 | assets[].location.floor_id | 07_IFC_Metadata_EAV | 7452bac0-7e08-42f0-a13e-502216a5dc87
location.space_id | DTP_Template | 2026-06-05 | LOI_Location | Component | UPS System 01 | SP-L01-SECURITY |  | JSON/COBie/IFC | IfcElectricAppliance | 7452bac0-7e08-42f0-a13e-502216a5dc87 | assets[].location.space_id | 07_IFC_Metadata_EAV | 7452bac0-7e08-42f0-a13e-502216a5dc87
location.zone_id | DTP_Template | 2026-06-05 | LOI_Location | Component | UPS System 01 | ZONE-PUBLIC-L01 |  | JSON/COBie/IFC | IfcElectricAppliance | 7452bac0-7e08-42f0-a13e-502216a5dc87 | assets[].location.zone_id | 07_IFC_Metadata_EAV | 7452bac0-7e08-42f0-a13e-502216a5dc87
bim_mapping.ifc_guid | DTP_Template | 2026-06-05 | IFC_Core | Component | UPS System 01 | 7452bac0-7e08-42f0-a13e-502216a5dc87 |  | JSON/COBie/IFC | IfcElectricAppliance | 7452bac0-7e08-42f0-a13e-502216a5dc87 | assets[].bim_mapping.ifc_guid | 07_IFC_Metadata_EAV | 7452bac0-7e08-42f0-a13e-502216a5dc87
bim_mapping.ifc_entity | DTP_Template | 2026-06-05 | IFC_Core | Component | UPS System 01 | IfcElectricAppliance |  | JSON/COBie/IFC | IfcElectricAppliance | 7452bac0-7e08-42f0-a13e-502216a5dc87 | assets[].bim_mapping.ifc_entity | 07_IFC_Metadata_EAV | 7452bac0-7e08-42f0-a13e-502216a5dc87
bim_mapping.ifc_name | DTP_Template | 2026-06-05 | IFC_Core | Component | UPS System 01 | UPS System 01 |  | JSON/COBie/IFC | IfcElectricAppliance | 7452bac0-7e08-42f0-a13e-502216a5dc87 | assets[].bim_mapping.ifc_name | 07_IFC_Metadata_EAV | 7452bac0-7e08-42f0-a13e-502216a5dc87
bim_mapping.source_model_id | DTP_Template | 2026-06-05 | IFC_Core | Component | UPS System 01 | IFC-MEP-001 |  | JSON/COBie/IFC | IfcElectricAppliance | 7452bac0-7e08-42f0-a13e-502216a5dc87 | assets[].bim_mapping.source_model_id | 07_IFC_Metadata_EAV | 7452bac0-7e08-42f0-a13e-502216a5dc87
bim_mapping.global_id_locked | DTP_Template | 2026-06-05 | IFC_Core | Component | UPS System 01 | TRUE |  | JSON/COBie/IFC | IfcElectricAppliance | 7452bac0-7e08-42f0-a13e-502216a5dc87 | assets[].bim_mapping.global_id_locked | 07_IFC_Metadata_EAV | 7452bac0-7e08-42f0-a13e-502216a5dc87
cobie_mapping.component_name | DTP_Template | 2026-06-05 | Asset_Metadata | Component | UPS System 01 | UPS-001 |  | JSON/COBie/IFC | IfcElectricAppliance | 7452bac0-7e08-42f0-a13e-502216a5dc87 | assets[].cobie_mapping.component_name | 07_IFC_Metadata_EAV | 7452bac0-7e08-42f0-a13e-502216a5dc87
cobie_mapping.type_name | DTP_Template | 2026-06-05 | Asset_Metadata | Component | UPS System 01 | UPS |  | JSON/COBie/IFC | IfcElectricAppliance | 7452bac0-7e08-42f0-a13e-502216a5dc87 | assets[].cobie_mapping.type_name | 07_IFC_Metadata_EAV | 7452bac0-7e08-42f0-a13e-502216a5dc87
cobie_mapping.system_name | DTP_Template | 2026-06-05 | Asset_Metadata | Component | UPS System 01 | Electrical |  | JSON/COBie/IFC | IfcElectricAppliance | 7452bac0-7e08-42f0-a13e-502216a5dc87 | assets[].cobie_mapping.system_name | 07_IFC_Metadata_EAV | 7452bac0-7e08-42f0-a13e-502216a5dc87
cobie_mapping.space_name | DTP_Template | 2026-06-05 | Asset_Metadata | Component | UPS System 01 | SP-L01-SECURITY |  | JSON/COBie/IFC | IfcElectricAppliance | 7452bac0-7e08-42f0-a13e-502216a5dc87 | assets[].cobie_mapping.space_name | 07_IFC_Metadata_EAV | 7452bac0-7e08-42f0-a13e-502216a5dc87
manufacturer_data.manufacturer | DTP_Template | 2026-06-05 | LOI_Manufacturer | Component | UPS System 01 | Generic Manufacturer |  | JSON/COBie/IFC | IfcElectricAppliance | 7452bac0-7e08-42f0-a13e-502216a5dc87 | assets[].manufacturer_data.manufacturer | 07_IFC_Metadata_EAV | 7452bac0-7e08-42f0-a13e-502216a5dc87
manufacturer_data.model | DTP_Template | 2026-06-05 | LOI_Manufacturer | Component | UPS System 01 | Model-Placeholder |  | JSON/COBie/IFC | IfcElectricAppliance | 7452bac0-7e08-42f0-a13e-502216a5dc87 | assets[].manufacturer_data.model | 07_IFC_Metadata_EAV | 7452bac0-7e08-42f0-a13e-502216a5dc87
manufacturer_data.serial_number | DTP_Template | 2026-06-05 | LOI_Manufacturer | Component | UPS System 01 | SN-UPS-001 |  | JSON/COBie/IFC | IfcElectricAppliance | 7452bac0-7e08-42f0-a13e-502216a5dc87 | assets[].manufacturer_data.serial_number | 07_IFC_Metadata_EAV | 7452bac0-7e08-42f0-a13e-502216a5dc87
manufacturer_data.installation_date | DTP_Template | 2026-06-05 | LOI_Manufacturer | Component | UPS System 01 | 2026-05-15 |  | JSON/COBie/IFC | IfcElectricAppliance | 7452bac0-7e08-42f0-a13e-502216a5dc87 | assets[].manufacturer_data.installation_date | 07_IFC_Metadata_EAV | 7452bac0-7e08-42f0-a13e-502216a5dc87
manufacturer_data.warranty_start_date | DTP_Template | 2026-06-05 | LOI_Manufacturer | Component | UPS System 01 | 2026-06-01 |  | JSON/COBie/IFC | IfcElectricAppliance | 7452bac0-7e08-42f0-a13e-502216a5dc87 | assets[].manufacturer_data.warranty_start_date | 07_IFC_Metadata_EAV | 7452bac0-7e08-42f0-a13e-502216a5dc87
manufacturer_data.warranty_end_date | DTP_Template | 2026-06-05 | LOI_Manufacturer | Component | UPS System 01 | 2028-06-01 |  | JSON/COBie/IFC | IfcElectricAppliance | 7452bac0-7e08-42f0-a13e-502216a5dc87 | assets[].manufacturer_data.warranty_end_date | 07_IFC_Metadata_EAV | 7452bac0-7e08-42f0-a13e-502216a5dc87
operation_data.maintainable | DTP_Template | 2026-06-05 | LOI_Operation_Maintenance | Component | UPS System 01 | TRUE |  | JSON/COBie/IFC | IfcElectricAppliance | 7452bac0-7e08-42f0-a13e-502216a5dc87 | assets[].operation_data.maintainable | 07_IFC_Metadata_EAV | 7452bac0-7e08-42f0-a13e-502216a5dc87
operation_data.criticality | DTP_Template | 2026-06-05 | LOI_Operation_Maintenance | Component | UPS System 01 | High |  | JSON/COBie/IFC | IfcElectricAppliance | 7452bac0-7e08-42f0-a13e-502216a5dc87 | assets[].operation_data.criticality | 07_IFC_Metadata_EAV | 7452bac0-7e08-42f0-a13e-502216a5dc87
operation_data.expected_life_years | DTP_Template | 2026-06-05 | LOI_Operation_Maintenance | Component | UPS System 01 | 15 |  | JSON/COBie/IFC | IfcElectricAppliance | 7452bac0-7e08-42f0-a13e-502216a5dc87 | assets[].operation_data.expected_life_years | 07_IFC_Metadata_EAV | 7452bac0-7e08-42f0-a13e-502216a5dc87
operation_data.maintenance_strategy | DTP_Template | 2026-06-05 | LOI_Operation_Maintenance | Component | UPS System 01 | preventive_and_condition_based |  | JSON/COBie/IFC | IfcElectricAppliance | 7452bac0-7e08-42f0-a13e-502216a5dc87 | assets[].operation_data.maintenance_strategy | 07_IFC_Metadata_EAV | 7452bac0-7e08-42f0-a13e-502216a5dc87
operation_data.cmms_asset_id | DTP_Template | 2026-06-05 | LOI_Operation_Maintenance | Component | UPS System 01 | CMMS-UPS-001 |  | JSON/COBie/IFC | IfcElectricAppliance | 7452bac0-7e08-42f0-a13e-502216a5dc87 | assets[].operation_data.cmms_asset_id | 07_IFC_Metadata_EAV | 7452bac0-7e08-42f0-a13e-502216a5dc87
operation_data.spare_part_group | DTP_Template | 2026-06-05 | LOI_Operation_Maintenance | Component | UPS System 01 | SPARE-UPS |  | JSON/COBie/IFC | IfcElectricAppliance | 7452bac0-7e08-42f0-a13e-502216a5dc87 | assets[].operation_data.spare_part_group | 07_IFC_Metadata_EAV | 7452bac0-7e08-42f0-a13e-502216a5dc87
operation_data.manual_url | DTP_Template | 2026-06-05 | LOI_Operation_Maintenance | Component | UPS System 01 | https://example.com/om_manuals/UPS-001.pdf |  | JSON/COBie/IFC | IfcElectricAppliance | 7452bac0-7e08-42f0-a13e-502216a5dc87 | assets[].operation_data.manual_url | 07_IFC_Metadata_EAV | 7452bac0-7e08-42f0-a13e-502216a5dc87
digital_twin.dt_entity_type | DTP_Template | 2026-06-05 | DTP_Metadata | Component | UPS System 01 | asset |  | JSON/COBie/IFC | IfcElectricAppliance | 7452bac0-7e08-42f0-a13e-502216a5dc87 | assets[].digital_twin.dt_entity_type | 07_IFC_Metadata_EAV | 7452bac0-7e08-42f0-a13e-502216a5dc87
digital_twin.state_source | DTP_Template | 2026-06-05 | DTP_Metadata | Component | UPS System 01 | BMS/IoT/CMMS |  | JSON/COBie/IFC | IfcElectricAppliance | 7452bac0-7e08-42f0-a13e-502216a5dc87 | assets[].digital_twin.state_source | 07_IFC_Metadata_EAV | 7452bac0-7e08-42f0-a13e-502216a5dc87
digital_twin.realtime_enabled | DTP_Template | 2026-06-05 | DTP_Metadata | Component | UPS System 01 | TRUE |  | JSON/COBie/IFC | IfcElectricAppliance | 7452bac0-7e08-42f0-a13e-502216a5dc87 | assets[].digital_twin.realtime_enabled | 07_IFC_Metadata_EAV | 7452bac0-7e08-42f0-a13e-502216a5dc87
digital_twin.history_enabled | DTP_Template | 2026-06-05 | DTP_Metadata | Component | UPS System 01 | TRUE |  | JSON/COBie/IFC | IfcElectricAppliance | 7452bac0-7e08-42f0-a13e-502216a5dc87 | assets[].digital_twin.history_enabled | 07_IFC_Metadata_EAV | 7452bac0-7e08-42f0-a13e-502216a5dc87
digital_twin.visual_selectable | DTP_Template | 2026-06-05 | DTP_Metadata | Component | UPS System 01 | TRUE |  | JSON/COBie/IFC | IfcElectricAppliance | 7452bac0-7e08-42f0-a13e-502216a5dc87 | assets[].digital_twin.visual_selectable | 07_IFC_Metadata_EAV | 7452bac0-7e08-42f0-a13e-502216a5dc87
digital_twin.visual_highlight_layer | DTP_Template | 2026-06-05 | DTP_Metadata | Component | UPS System 01 | LAYER-ASSET-ELECTRICAL |  | JSON/COBie/IFC | IfcElectricAppliance | 7452bac0-7e08-42f0-a13e-502216a5dc87 | assets[].digital_twin.visual_highlight_layer | 07_IFC_Metadata_EAV | 7452bac0-7e08-42f0-a13e-502216a5dc87
tags[0] | DTP_Template | 2026-06-05 | Asset_Metadata | Component | UPS System 01 | electrical |  | JSON/COBie/IFC | IfcElectricAppliance | 7452bac0-7e08-42f0-a13e-502216a5dc87 | assets[].tags[0] | 07_IFC_Metadata_EAV | 7452bac0-7e08-42f0-a13e-502216a5dc87
tags[1] | DTP_Template | 2026-06-05 | Asset_Metadata | Component | UPS System 01 | ups |  | JSON/COBie/IFC | IfcElectricAppliance | 7452bac0-7e08-42f0-a13e-502216a5dc87 | assets[].tags[1] | 07_IFC_Metadata_EAV | 7452bac0-7e08-42f0-a13e-502216a5dc87
tags[2] | DTP_Template | 2026-06-05 | Asset_Metadata | Component | UPS System 01 | ups |  | JSON/COBie/IFC | IfcElectricAppliance | 7452bac0-7e08-42f0-a13e-502216a5dc87 | assets[].tags[2] | 07_IFC_Metadata_EAV | 7452bac0-7e08-42f0-a13e-502216a5dc87
asset_id | DTP_Template | 2026-06-05 | Asset_Metadata | Component | Lighting Panel L01-001 | LP-L01-001 |  | JSON/COBie/IFC | IfcElectricDistributionBoard | 8bbf5041-36c5-499d-9702-108312fdfaf1 | assets[].asset_id | 07_IFC_Metadata_EAV | 8bbf5041-36c5-499d-9702-108312fdfaf1
asset_name | DTP_Template | 2026-06-05 | Asset_Metadata | Component | Lighting Panel L01-001 | Lighting Panel L01-001 |  | JSON/COBie/IFC | IfcElectricDistributionBoard | 8bbf5041-36c5-499d-9702-108312fdfaf1 | assets[].asset_name | 07_IFC_Metadata_EAV | 8bbf5041-36c5-499d-9702-108312fdfaf1
asset_status | DTP_Template | 2026-06-05 | Asset_Metadata | Component | Lighting Panel L01-001 | in_service |  | JSON/COBie/IFC | IfcElectricDistributionBoard | 8bbf5041-36c5-499d-9702-108312fdfaf1 | assets[].asset_status | 07_IFC_Metadata_EAV | 8bbf5041-36c5-499d-9702-108312fdfaf1
system | DTP_Template | 2026-06-05 | Asset_Metadata | Component | Lighting Panel L01-001 | Electrical |  | JSON/COBie/IFC | IfcElectricDistributionBoard | 8bbf5041-36c5-499d-9702-108312fdfaf1 | assets[].system | 07_IFC_Metadata_EAV | 8bbf5041-36c5-499d-9702-108312fdfaf1
discipline | DTP_Template | 2026-06-05 | Asset_Metadata | Component | Lighting Panel L01-001 | MEP |  | JSON/COBie/IFC | IfcElectricDistributionBoard | 8bbf5041-36c5-499d-9702-108312fdfaf1 | assets[].discipline | 07_IFC_Metadata_EAV | 8bbf5041-36c5-499d-9702-108312fdfaf1
category | DTP_Template | 2026-06-05 | Asset_Metadata | Component | Lighting Panel L01-001 | Lighting Panel |  | JSON/COBie/IFC | IfcElectricDistributionBoard | 8bbf5041-36c5-499d-9702-108312fdfaf1 | assets[].category | 07_IFC_Metadata_EAV | 8bbf5041-36c5-499d-9702-108312fdfaf1
asset_type | DTP_Template | 2026-06-05 | Asset_Metadata | Component | Lighting Panel L01-001 | LP |  | JSON/COBie/IFC | IfcElectricDistributionBoard | 8bbf5041-36c5-499d-9702-108312fdfaf1 | assets[].asset_type | 07_IFC_Metadata_EAV | 8bbf5041-36c5-499d-9702-108312fdfaf1
classification.uniclass_code | DTP_Template | 2026-06-05 | LOI_Classification | Component | Lighting Panel L01-001 | placeholder |  | JSON/COBie/IFC | IfcElectricDistributionBoard | 8bbf5041-36c5-499d-9702-108312fdfaf1 | assets[].classification.uniclass_code | 07_IFC_Metadata_EAV | 8bbf5041-36c5-499d-9702-108312fdfaf1
classification.omniclass_code | DTP_Template | 2026-06-05 | LOI_Classification | Component | Lighting Panel L01-001 | placeholder |  | JSON/COBie/IFC | IfcElectricDistributionBoard | 8bbf5041-36c5-499d-9702-108312fdfaf1 | assets[].classification.omniclass_code | 07_IFC_Metadata_EAV | 8bbf5041-36c5-499d-9702-108312fdfaf1
classification.local_classification | DTP_Template | 2026-06-05 | LOI_Classification | Component | Lighting Panel L01-001 | Electrical/Lighting Panel/LP |  | JSON/COBie/IFC | IfcElectricDistributionBoard | 8bbf5041-36c5-499d-9702-108312fdfaf1 | assets[].classification.local_classification | 07_IFC_Metadata_EAV | 8bbf5041-36c5-499d-9702-108312fdfaf1
location.facility_id | DTP_Template | 2026-06-05 | LOI_Location | Component | Lighting Panel L01-001 | FAC-OFFICE-TOWER-A |  | JSON/COBie/IFC | IfcElectricDistributionBoard | 8bbf5041-36c5-499d-9702-108312fdfaf1 | assets[].location.facility_id | 07_IFC_Metadata_EAV | 8bbf5041-36c5-499d-9702-108312fdfaf1
location.floor_id | DTP_Template | 2026-06-05 | LOI_Location | Component | Lighting Panel L01-001 | FL-L01 |  | JSON/COBie/IFC | IfcElectricDistributionBoard | 8bbf5041-36c5-499d-9702-108312fdfaf1 | assets[].location.floor_id | 07_IFC_Metadata_EAV | 8bbf5041-36c5-499d-9702-108312fdfaf1
location.space_id | DTP_Template | 2026-06-05 | LOI_Location | Component | Lighting Panel L01-001 | SP-L01-LOBBY |  | JSON/COBie/IFC | IfcElectricDistributionBoard | 8bbf5041-36c5-499d-9702-108312fdfaf1 | assets[].location.space_id | 07_IFC_Metadata_EAV | 8bbf5041-36c5-499d-9702-108312fdfaf1
location.zone_id | DTP_Template | 2026-06-05 | LOI_Location | Component | Lighting Panel L01-001 | ZONE-PUBLIC-L01 |  | JSON/COBie/IFC | IfcElectricDistributionBoard | 8bbf5041-36c5-499d-9702-108312fdfaf1 | assets[].location.zone_id | 07_IFC_Metadata_EAV | 8bbf5041-36c5-499d-9702-108312fdfaf1
bim_mapping.ifc_guid | DTP_Template | 2026-06-05 | IFC_Core | Component | Lighting Panel L01-001 | 8bbf5041-36c5-499d-9702-108312fdfaf1 |  | JSON/COBie/IFC | IfcElectricDistributionBoard | 8bbf5041-36c5-499d-9702-108312fdfaf1 | assets[].bim_mapping.ifc_guid | 07_IFC_Metadata_EAV | 8bbf5041-36c5-499d-9702-108312fdfaf1
bim_mapping.ifc_entity | DTP_Template | 2026-06-05 | IFC_Core | Component | Lighting Panel L01-001 | IfcElectricDistributionBoard |  | JSON/COBie/IFC | IfcElectricDistributionBoard | 8bbf5041-36c5-499d-9702-108312fdfaf1 | assets[].bim_mapping.ifc_entity | 07_IFC_Metadata_EAV | 8bbf5041-36c5-499d-9702-108312fdfaf1
bim_mapping.ifc_name | DTP_Template | 2026-06-05 | IFC_Core | Component | Lighting Panel L01-001 | Lighting Panel L01-001 |  | JSON/COBie/IFC | IfcElectricDistributionBoard | 8bbf5041-36c5-499d-9702-108312fdfaf1 | assets[].bim_mapping.ifc_name | 07_IFC_Metadata_EAV | 8bbf5041-36c5-499d-9702-108312fdfaf1
bim_mapping.source_model_id | DTP_Template | 2026-06-05 | IFC_Core | Component | Lighting Panel L01-001 | IFC-MEP-001 |  | JSON/COBie/IFC | IfcElectricDistributionBoard | 8bbf5041-36c5-499d-9702-108312fdfaf1 | assets[].bim_mapping.source_model_id | 07_IFC_Metadata_EAV | 8bbf5041-36c5-499d-9702-108312fdfaf1
bim_mapping.global_id_locked | DTP_Template | 2026-06-05 | IFC_Core | Component | Lighting Panel L01-001 | TRUE |  | JSON/COBie/IFC | IfcElectricDistributionBoard | 8bbf5041-36c5-499d-9702-108312fdfaf1 | assets[].bim_mapping.global_id_locked | 07_IFC_Metadata_EAV | 8bbf5041-36c5-499d-9702-108312fdfaf1
cobie_mapping.component_name | DTP_Template | 2026-06-05 | Asset_Metadata | Component | Lighting Panel L01-001 | LP-L01-001 |  | JSON/COBie/IFC | IfcElectricDistributionBoard | 8bbf5041-36c5-499d-9702-108312fdfaf1 | assets[].cobie_mapping.component_name | 07_IFC_Metadata_EAV | 8bbf5041-36c5-499d-9702-108312fdfaf1
cobie_mapping.type_name | DTP_Template | 2026-06-05 | Asset_Metadata | Component | Lighting Panel L01-001 | LP |  | JSON/COBie/IFC | IfcElectricDistributionBoard | 8bbf5041-36c5-499d-9702-108312fdfaf1 | assets[].cobie_mapping.type_name | 07_IFC_Metadata_EAV | 8bbf5041-36c5-499d-9702-108312fdfaf1
cobie_mapping.system_name | DTP_Template | 2026-06-05 | Asset_Metadata | Component | Lighting Panel L01-001 | Electrical |  | JSON/COBie/IFC | IfcElectricDistributionBoard | 8bbf5041-36c5-499d-9702-108312fdfaf1 | assets[].cobie_mapping.system_name | 07_IFC_Metadata_EAV | 8bbf5041-36c5-499d-9702-108312fdfaf1
cobie_mapping.space_name | DTP_Template | 2026-06-05 | Asset_Metadata | Component | Lighting Panel L01-001 | SP-L01-LOBBY |  | JSON/COBie/IFC | IfcElectricDistributionBoard | 8bbf5041-36c5-499d-9702-108312fdfaf1 | assets[].cobie_mapping.space_name | 07_IFC_Metadata_EAV | 8bbf5041-36c5-499d-9702-108312fdfaf1
manufacturer_data.manufacturer | DTP_Template | 2026-06-05 | LOI_Manufacturer | Component | Lighting Panel L01-001 | Generic Manufacturer |  | JSON/COBie/IFC | IfcElectricDistributionBoard | 8bbf5041-36c5-499d-9702-108312fdfaf1 | assets[].manufacturer_data.manufacturer | 07_IFC_Metadata_EAV | 8bbf5041-36c5-499d-9702-108312fdfaf1
manufacturer_data.model | DTP_Template | 2026-06-05 | LOI_Manufacturer | Component | Lighting Panel L01-001 | Model-Placeholder |  | JSON/COBie/IFC | IfcElectricDistributionBoard | 8bbf5041-36c5-499d-9702-108312fdfaf1 | assets[].manufacturer_data.model | 07_IFC_Metadata_EAV | 8bbf5041-36c5-499d-9702-108312fdfaf1
manufacturer_data.serial_number | DTP_Template | 2026-06-05 | LOI_Manufacturer | Component | Lighting Panel L01-001 | SN-LP-L01-001 |  | JSON/COBie/IFC | IfcElectricDistributionBoard | 8bbf5041-36c5-499d-9702-108312fdfaf1 | assets[].manufacturer_data.serial_number | 07_IFC_Metadata_EAV | 8bbf5041-36c5-499d-9702-108312fdfaf1
manufacturer_data.installation_date | DTP_Template | 2026-06-05 | LOI_Manufacturer | Component | Lighting Panel L01-001 | 2026-05-15 |  | JSON/COBie/IFC | IfcElectricDistributionBoard | 8bbf5041-36c5-499d-9702-108312fdfaf1 | assets[].manufacturer_data.installation_date | 07_IFC_Metadata_EAV | 8bbf5041-36c5-499d-9702-108312fdfaf1
manufacturer_data.warranty_start_date | DTP_Template | 2026-06-05 | LOI_Manufacturer | Component | Lighting Panel L01-001 | 2026-06-01 |  | JSON/COBie/IFC | IfcElectricDistributionBoard | 8bbf5041-36c5-499d-9702-108312fdfaf1 | assets[].manufacturer_data.warranty_start_date | 07_IFC_Metadata_EAV | 8bbf5041-36c5-499d-9702-108312fdfaf1
manufacturer_data.warranty_end_date | DTP_Template | 2026-06-05 | LOI_Manufacturer | Component | Lighting Panel L01-001 | 2028-06-01 |  | JSON/COBie/IFC | IfcElectricDistributionBoard | 8bbf5041-36c5-499d-9702-108312fdfaf1 | assets[].manufacturer_data.warranty_end_date | 07_IFC_Metadata_EAV | 8bbf5041-36c5-499d-9702-108312fdfaf1
operation_data.maintainable | DTP_Template | 2026-06-05 | LOI_Operation_Maintenance | Component | Lighting Panel L01-001 | TRUE |  | JSON/COBie/IFC | IfcElectricDistributionBoard | 8bbf5041-36c5-499d-9702-108312fdfaf1 | assets[].operation_data.maintainable | 07_IFC_Metadata_EAV | 8bbf5041-36c5-499d-9702-108312fdfaf1
operation_data.criticality | DTP_Template | 2026-06-05 | LOI_Operation_Maintenance | Component | Lighting Panel L01-001 | Medium |  | JSON/COBie/IFC | IfcElectricDistributionBoard | 8bbf5041-36c5-499d-9702-108312fdfaf1 | assets[].operation_data.criticality | 07_IFC_Metadata_EAV | 8bbf5041-36c5-499d-9702-108312fdfaf1
operation_data.expected_life_years | DTP_Template | 2026-06-05 | LOI_Operation_Maintenance | Component | Lighting Panel L01-001 | 15 |  | JSON/COBie/IFC | IfcElectricDistributionBoard | 8bbf5041-36c5-499d-9702-108312fdfaf1 | assets[].operation_data.expected_life_years | 07_IFC_Metadata_EAV | 8bbf5041-36c5-499d-9702-108312fdfaf1
operation_data.maintenance_strategy | DTP_Template | 2026-06-05 | LOI_Operation_Maintenance | Component | Lighting Panel L01-001 | preventive_and_condition_based |  | JSON/COBie/IFC | IfcElectricDistributionBoard | 8bbf5041-36c5-499d-9702-108312fdfaf1 | assets[].operation_data.maintenance_strategy | 07_IFC_Metadata_EAV | 8bbf5041-36c5-499d-9702-108312fdfaf1
operation_data.cmms_asset_id | DTP_Template | 2026-06-05 | LOI_Operation_Maintenance | Component | Lighting Panel L01-001 | CMMS-LP-L01-001 |  | JSON/COBie/IFC | IfcElectricDistributionBoard | 8bbf5041-36c5-499d-9702-108312fdfaf1 | assets[].operation_data.cmms_asset_id | 07_IFC_Metadata_EAV | 8bbf5041-36c5-499d-9702-108312fdfaf1
operation_data.spare_part_group | DTP_Template | 2026-06-05 | LOI_Operation_Maintenance | Component | Lighting Panel L01-001 | SPARE-LIGHTING-PANEL |  | JSON/COBie/IFC | IfcElectricDistributionBoard | 8bbf5041-36c5-499d-9702-108312fdfaf1 | assets[].operation_data.spare_part_group | 07_IFC_Metadata_EAV | 8bbf5041-36c5-499d-9702-108312fdfaf1
operation_data.manual_url | DTP_Template | 2026-06-05 | LOI_Operation_Maintenance | Component | Lighting Panel L01-001 | https://example.com/om_manuals/LP-L01-001.pdf |  | JSON/COBie/IFC | IfcElectricDistributionBoard | 8bbf5041-36c5-499d-9702-108312fdfaf1 | assets[].operation_data.manual_url | 07_IFC_Metadata_EAV | 8bbf5041-36c5-499d-9702-108312fdfaf1
digital_twin.dt_entity_type | DTP_Template | 2026-06-05 | DTP_Metadata | Component | Lighting Panel L01-001 | asset |  | JSON/COBie/IFC | IfcElectricDistributionBoard | 8bbf5041-36c5-499d-9702-108312fdfaf1 | assets[].digital_twin.dt_entity_type | 07_IFC_Metadata_EAV | 8bbf5041-36c5-499d-9702-108312fdfaf1
digital_twin.state_source | DTP_Template | 2026-06-05 | DTP_Metadata | Component | Lighting Panel L01-001 | BMS/IoT/CMMS |  | JSON/COBie/IFC | IfcElectricDistributionBoard | 8bbf5041-36c5-499d-9702-108312fdfaf1 | assets[].digital_twin.state_source | 07_IFC_Metadata_EAV | 8bbf5041-36c5-499d-9702-108312fdfaf1
digital_twin.realtime_enabled | DTP_Template | 2026-06-05 | DTP_Metadata | Component | Lighting Panel L01-001 | TRUE |  | JSON/COBie/IFC | IfcElectricDistributionBoard | 8bbf5041-36c5-499d-9702-108312fdfaf1 | assets[].digital_twin.realtime_enabled | 07_IFC_Metadata_EAV | 8bbf5041-36c5-499d-9702-108312fdfaf1
digital_twin.history_enabled | DTP_Template | 2026-06-05 | DTP_Metadata | Component | Lighting Panel L01-001 | TRUE |  | JSON/COBie/IFC | IfcElectricDistributionBoard | 8bbf5041-36c5-499d-9702-108312fdfaf1 | assets[].digital_twin.history_enabled | 07_IFC_Metadata_EAV | 8bbf5041-36c5-499d-9702-108312fdfaf1
digital_twin.visual_selectable | DTP_Template | 2026-06-05 | DTP_Metadata | Component | Lighting Panel L01-001 | TRUE |  | JSON/COBie/IFC | IfcElectricDistributionBoard | 8bbf5041-36c5-499d-9702-108312fdfaf1 | assets[].digital_twin.visual_selectable | 07_IFC_Metadata_EAV | 8bbf5041-36c5-499d-9702-108312fdfaf1
digital_twin.visual_highlight_layer | DTP_Template | 2026-06-05 | DTP_Metadata | Component | Lighting Panel L01-001 | LAYER-ASSET-ELECTRICAL |  | JSON/COBie/IFC | IfcElectricDistributionBoard | 8bbf5041-36c5-499d-9702-108312fdfaf1 | assets[].digital_twin.visual_highlight_layer | 07_IFC_Metadata_EAV | 8bbf5041-36c5-499d-9702-108312fdfaf1
tags[0] | DTP_Template | 2026-06-05 | Asset_Metadata | Component | Lighting Panel L01-001 | electrical |  | JSON/COBie/IFC | IfcElectricDistributionBoard | 8bbf5041-36c5-499d-9702-108312fdfaf1 | assets[].tags[0] | 07_IFC_Metadata_EAV | 8bbf5041-36c5-499d-9702-108312fdfaf1
tags[1] | DTP_Template | 2026-06-05 | Asset_Metadata | Component | Lighting Panel L01-001 | lighting_panel |  | JSON/COBie/IFC | IfcElectricDistributionBoard | 8bbf5041-36c5-499d-9702-108312fdfaf1 | assets[].tags[1] | 07_IFC_Metadata_EAV | 8bbf5041-36c5-499d-9702-108312fdfaf1
tags[2] | DTP_Template | 2026-06-05 | Asset_Metadata | Component | Lighting Panel L01-001 | lp |  | JSON/COBie/IFC | IfcElectricDistributionBoard | 8bbf5041-36c5-499d-9702-108312fdfaf1 | assets[].tags[2] | 07_IFC_Metadata_EAV | 8bbf5041-36c5-499d-9702-108312fdfaf1
asset_id | DTP_Template | 2026-06-05 | Asset_Metadata | Component | Lighting Panel L02-001 | LP-L02-001 |  | JSON/COBie/IFC | IfcElectricDistributionBoard | 6aae7531-5c3e-474d-98d3-f42a6e242cd9 | assets[].asset_id | 07_IFC_Metadata_EAV | 6aae7531-5c3e-474d-98d3-f42a6e242cd9
asset_name | DTP_Template | 2026-06-05 | Asset_Metadata | Component | Lighting Panel L02-001 | Lighting Panel L02-001 |  | JSON/COBie/IFC | IfcElectricDistributionBoard | 6aae7531-5c3e-474d-98d3-f42a6e242cd9 | assets[].asset_name | 07_IFC_Metadata_EAV | 6aae7531-5c3e-474d-98d3-f42a6e242cd9
asset_status | DTP_Template | 2026-06-05 | Asset_Metadata | Component | Lighting Panel L02-001 | in_service |  | JSON/COBie/IFC | IfcElectricDistributionBoard | 6aae7531-5c3e-474d-98d3-f42a6e242cd9 | assets[].asset_status | 07_IFC_Metadata_EAV | 6aae7531-5c3e-474d-98d3-f42a6e242cd9
system | DTP_Template | 2026-06-05 | Asset_Metadata | Component | Lighting Panel L02-001 | Electrical |  | JSON/COBie/IFC | IfcElectricDistributionBoard | 6aae7531-5c3e-474d-98d3-f42a6e242cd9 | assets[].system | 07_IFC_Metadata_EAV | 6aae7531-5c3e-474d-98d3-f42a6e242cd9
discipline | DTP_Template | 2026-06-05 | Asset_Metadata | Component | Lighting Panel L02-001 | MEP |  | JSON/COBie/IFC | IfcElectricDistributionBoard | 6aae7531-5c3e-474d-98d3-f42a6e242cd9 | assets[].discipline | 07_IFC_Metadata_EAV | 6aae7531-5c3e-474d-98d3-f42a6e242cd9
category | DTP_Template | 2026-06-05 | Asset_Metadata | Component | Lighting Panel L02-001 | Lighting Panel |  | JSON/COBie/IFC | IfcElectricDistributionBoard | 6aae7531-5c3e-474d-98d3-f42a6e242cd9 | assets[].category | 07_IFC_Metadata_EAV | 6aae7531-5c3e-474d-98d3-f42a6e242cd9
asset_type | DTP_Template | 2026-06-05 | Asset_Metadata | Component | Lighting Panel L02-001 | LP |  | JSON/COBie/IFC | IfcElectricDistributionBoard | 6aae7531-5c3e-474d-98d3-f42a6e242cd9 | assets[].asset_type | 07_IFC_Metadata_EAV | 6aae7531-5c3e-474d-98d3-f42a6e242cd9
classification.uniclass_code | DTP_Template | 2026-06-05 | LOI_Classification | Component | Lighting Panel L02-001 | placeholder |  | JSON/COBie/IFC | IfcElectricDistributionBoard | 6aae7531-5c3e-474d-98d3-f42a6e242cd9 | assets[].classification.uniclass_code | 07_IFC_Metadata_EAV | 6aae7531-5c3e-474d-98d3-f42a6e242cd9
classification.omniclass_code | DTP_Template | 2026-06-05 | LOI_Classification | Component | Lighting Panel L02-001 | placeholder |  | JSON/COBie/IFC | IfcElectricDistributionBoard | 6aae7531-5c3e-474d-98d3-f42a6e242cd9 | assets[].classification.omniclass_code | 07_IFC_Metadata_EAV | 6aae7531-5c3e-474d-98d3-f42a6e242cd9
classification.local_classification | DTP_Template | 2026-06-05 | LOI_Classification | Component | Lighting Panel L02-001 | Electrical/Lighting Panel/LP |  | JSON/COBie/IFC | IfcElectricDistributionBoard | 6aae7531-5c3e-474d-98d3-f42a6e242cd9 | assets[].classification.local_classification | 07_IFC_Metadata_EAV | 6aae7531-5c3e-474d-98d3-f42a6e242cd9
location.facility_id | DTP_Template | 2026-06-05 | LOI_Location | Component | Lighting Panel L02-001 | FAC-OFFICE-TOWER-A |  | JSON/COBie/IFC | IfcElectricDistributionBoard | 6aae7531-5c3e-474d-98d3-f42a6e242cd9 | assets[].location.facility_id | 07_IFC_Metadata_EAV | 6aae7531-5c3e-474d-98d3-f42a6e242cd9
location.floor_id | DTP_Template | 2026-06-05 | LOI_Location | Component | Lighting Panel L02-001 | FL-L02 |  | JSON/COBie/IFC | IfcElectricDistributionBoard | 6aae7531-5c3e-474d-98d3-f42a6e242cd9 | assets[].location.floor_id | 07_IFC_Metadata_EAV | 6aae7531-5c3e-474d-98d3-f42a6e242cd9
location.space_id | DTP_Template | 2026-06-05 | LOI_Location | Component | Lighting Panel L02-001 | SP-L02-OFFICE-A |  | JSON/COBie/IFC | IfcElectricDistributionBoard | 6aae7531-5c3e-474d-98d3-f42a6e242cd9 | assets[].location.space_id | 07_IFC_Metadata_EAV | 6aae7531-5c3e-474d-98d3-f42a6e242cd9
location.zone_id | DTP_Template | 2026-06-05 | LOI_Location | Component | Lighting Panel L02-001 | ZONE-OFFICE-L02 |  | JSON/COBie/IFC | IfcElectricDistributionBoard | 6aae7531-5c3e-474d-98d3-f42a6e242cd9 | assets[].location.zone_id | 07_IFC_Metadata_EAV | 6aae7531-5c3e-474d-98d3-f42a6e242cd9
bim_mapping.ifc_guid | DTP_Template | 2026-06-05 | IFC_Core | Component | Lighting Panel L02-001 | 6aae7531-5c3e-474d-98d3-f42a6e242cd9 |  | JSON/COBie/IFC | IfcElectricDistributionBoard | 6aae7531-5c3e-474d-98d3-f42a6e242cd9 | assets[].bim_mapping.ifc_guid | 07_IFC_Metadata_EAV | 6aae7531-5c3e-474d-98d3-f42a6e242cd9
bim_mapping.ifc_entity | DTP_Template | 2026-06-05 | IFC_Core | Component | Lighting Panel L02-001 | IfcElectricDistributionBoard |  | JSON/COBie/IFC | IfcElectricDistributionBoard | 6aae7531-5c3e-474d-98d3-f42a6e242cd9 | assets[].bim_mapping.ifc_entity | 07_IFC_Metadata_EAV | 6aae7531-5c3e-474d-98d3-f42a6e242cd9
bim_mapping.ifc_name | DTP_Template | 2026-06-05 | IFC_Core | Component | Lighting Panel L02-001 | Lighting Panel L02-001 |  | JSON/COBie/IFC | IfcElectricDistributionBoard | 6aae7531-5c3e-474d-98d3-f42a6e242cd9 | assets[].bim_mapping.ifc_name | 07_IFC_Metadata_EAV | 6aae7531-5c3e-474d-98d3-f42a6e242cd9
bim_mapping.source_model_id | DTP_Template | 2026-06-05 | IFC_Core | Component | Lighting Panel L02-001 | IFC-MEP-001 |  | JSON/COBie/IFC | IfcElectricDistributionBoard | 6aae7531-5c3e-474d-98d3-f42a6e242cd9 | assets[].bim_mapping.source_model_id | 07_IFC_Metadata_EAV | 6aae7531-5c3e-474d-98d3-f42a6e242cd9
bim_mapping.global_id_locked | DTP_Template | 2026-06-05 | IFC_Core | Component | Lighting Panel L02-001 | TRUE |  | JSON/COBie/IFC | IfcElectricDistributionBoard | 6aae7531-5c3e-474d-98d3-f42a6e242cd9 | assets[].bim_mapping.global_id_locked | 07_IFC_Metadata_EAV | 6aae7531-5c3e-474d-98d3-f42a6e242cd9
cobie_mapping.component_name | DTP_Template | 2026-06-05 | Asset_Metadata | Component | Lighting Panel L02-001 | LP-L02-001 |  | JSON/COBie/IFC | IfcElectricDistributionBoard | 6aae7531-5c3e-474d-98d3-f42a6e242cd9 | assets[].cobie_mapping.component_name | 07_IFC_Metadata_EAV | 6aae7531-5c3e-474d-98d3-f42a6e242cd9
cobie_mapping.type_name | DTP_Template | 2026-06-05 | Asset_Metadata | Component | Lighting Panel L02-001 | LP |  | JSON/COBie/IFC | IfcElectricDistributionBoard | 6aae7531-5c3e-474d-98d3-f42a6e242cd9 | assets[].cobie_mapping.type_name | 07_IFC_Metadata_EAV | 6aae7531-5c3e-474d-98d3-f42a6e242cd9
cobie_mapping.system_name | DTP_Template | 2026-06-05 | Asset_Metadata | Component | Lighting Panel L02-001 | Electrical |  | JSON/COBie/IFC | IfcElectricDistributionBoard | 6aae7531-5c3e-474d-98d3-f42a6e242cd9 | assets[].cobie_mapping.system_name | 07_IFC_Metadata_EAV | 6aae7531-5c3e-474d-98d3-f42a6e242cd9
cobie_mapping.space_name | DTP_Template | 2026-06-05 | Asset_Metadata | Component | Lighting Panel L02-001 | SP-L02-OFFICE-A |  | JSON/COBie/IFC | IfcElectricDistributionBoard | 6aae7531-5c3e-474d-98d3-f42a6e242cd9 | assets[].cobie_mapping.space_name | 07_IFC_Metadata_EAV | 6aae7531-5c3e-474d-98d3-f42a6e242cd9
manufacturer_data.manufacturer | DTP_Template | 2026-06-05 | LOI_Manufacturer | Component | Lighting Panel L02-001 | Generic Manufacturer |  | JSON/COBie/IFC | IfcElectricDistributionBoard | 6aae7531-5c3e-474d-98d3-f42a6e242cd9 | assets[].manufacturer_data.manufacturer | 07_IFC_Metadata_EAV | 6aae7531-5c3e-474d-98d3-f42a6e242cd9
manufacturer_data.model | DTP_Template | 2026-06-05 | LOI_Manufacturer | Component | Lighting Panel L02-001 | Model-Placeholder |  | JSON/COBie/IFC | IfcElectricDistributionBoard | 6aae7531-5c3e-474d-98d3-f42a6e242cd9 | assets[].manufacturer_data.model | 07_IFC_Metadata_EAV | 6aae7531-5c3e-474d-98d3-f42a6e242cd9
manufacturer_data.serial_number | DTP_Template | 2026-06-05 | LOI_Manufacturer | Component | Lighting Panel L02-001 | SN-LP-L02-001 |  | JSON/COBie/IFC | IfcElectricDistributionBoard | 6aae7531-5c3e-474d-98d3-f42a6e242cd9 | assets[].manufacturer_data.serial_number | 07_IFC_Metadata_EAV | 6aae7531-5c3e-474d-98d3-f42a6e242cd9
manufacturer_data.installation_date | DTP_Template | 2026-06-05 | LOI_Manufacturer | Component | Lighting Panel L02-001 | 2026-05-15 |  | JSON/COBie/IFC | IfcElectricDistributionBoard | 6aae7531-5c3e-474d-98d3-f42a6e242cd9 | assets[].manufacturer_data.installation_date | 07_IFC_Metadata_EAV | 6aae7531-5c3e-474d-98d3-f42a6e242cd9
manufacturer_data.warranty_start_date | DTP_Template | 2026-06-05 | LOI_Manufacturer | Component | Lighting Panel L02-001 | 2026-06-01 |  | JSON/COBie/IFC | IfcElectricDistributionBoard | 6aae7531-5c3e-474d-98d3-f42a6e242cd9 | assets[].manufacturer_data.warranty_start_date | 07_IFC_Metadata_EAV | 6aae7531-5c3e-474d-98d3-f42a6e242cd9
manufacturer_data.warranty_end_date | DTP_Template | 2026-06-05 | LOI_Manufacturer | Component | Lighting Panel L02-001 | 2028-06-01 |  | JSON/COBie/IFC | IfcElectricDistributionBoard | 6aae7531-5c3e-474d-98d3-f42a6e242cd9 | assets[].manufacturer_data.warranty_end_date | 07_IFC_Metadata_EAV | 6aae7531-5c3e-474d-98d3-f42a6e242cd9
operation_data.maintainable | DTP_Template | 2026-06-05 | LOI_Operation_Maintenance | Component | Lighting Panel L02-001 | TRUE |  | JSON/COBie/IFC | IfcElectricDistributionBoard | 6aae7531-5c3e-474d-98d3-f42a6e242cd9 | assets[].operation_data.maintainable | 07_IFC_Metadata_EAV | 6aae7531-5c3e-474d-98d3-f42a6e242cd9
operation_data.criticality | DTP_Template | 2026-06-05 | LOI_Operation_Maintenance | Component | Lighting Panel L02-001 | Medium |  | JSON/COBie/IFC | IfcElectricDistributionBoard | 6aae7531-5c3e-474d-98d3-f42a6e242cd9 | assets[].operation_data.criticality | 07_IFC_Metadata_EAV | 6aae7531-5c3e-474d-98d3-f42a6e242cd9
operation_data.expected_life_years | DTP_Template | 2026-06-05 | LOI_Operation_Maintenance | Component | Lighting Panel L02-001 | 15 |  | JSON/COBie/IFC | IfcElectricDistributionBoard | 6aae7531-5c3e-474d-98d3-f42a6e242cd9 | assets[].operation_data.expected_life_years | 07_IFC_Metadata_EAV | 6aae7531-5c3e-474d-98d3-f42a6e242cd9
operation_data.maintenance_strategy | DTP_Template | 2026-06-05 | LOI_Operation_Maintenance | Component | Lighting Panel L02-001 | preventive_and_condition_based |  | JSON/COBie/IFC | IfcElectricDistributionBoard | 6aae7531-5c3e-474d-98d3-f42a6e242cd9 | assets[].operation_data.maintenance_strategy | 07_IFC_Metadata_EAV | 6aae7531-5c3e-474d-98d3-f42a6e242cd9
operation_data.cmms_asset_id | DTP_Template | 2026-06-05 | LOI_Operation_Maintenance | Component | Lighting Panel L02-001 | CMMS-LP-L02-001 |  | JSON/COBie/IFC | IfcElectricDistributionBoard | 6aae7531-5c3e-474d-98d3-f42a6e242cd9 | assets[].operation_data.cmms_asset_id | 07_IFC_Metadata_EAV | 6aae7531-5c3e-474d-98d3-f42a6e242cd9
operation_data.spare_part_group | DTP_Template | 2026-06-05 | LOI_Operation_Maintenance | Component | Lighting Panel L02-001 | SPARE-LIGHTING-PANEL |  | JSON/COBie/IFC | IfcElectricDistributionBoard | 6aae7531-5c3e-474d-98d3-f42a6e242cd9 | assets[].operation_data.spare_part_group | 07_IFC_Metadata_EAV | 6aae7531-5c3e-474d-98d3-f42a6e242cd9
operation_data.manual_url | DTP_Template | 2026-06-05 | LOI_Operation_Maintenance | Component | Lighting Panel L02-001 | https://example.com/om_manuals/LP-L02-001.pdf |  | JSON/COBie/IFC | IfcElectricDistributionBoard | 6aae7531-5c3e-474d-98d3-f42a6e242cd9 | assets[].operation_data.manual_url | 07_IFC_Metadata_EAV | 6aae7531-5c3e-474d-98d3-f42a6e242cd9
digital_twin.dt_entity_type | DTP_Template | 2026-06-05 | DTP_Metadata | Component | Lighting Panel L02-001 | asset |  | JSON/COBie/IFC | IfcElectricDistributionBoard | 6aae7531-5c3e-474d-98d3-f42a6e242cd9 | assets[].digital_twin.dt_entity_type | 07_IFC_Metadata_EAV | 6aae7531-5c3e-474d-98d3-f42a6e242cd9
digital_twin.state_source | DTP_Template | 2026-06-05 | DTP_Metadata | Component | Lighting Panel L02-001 | BMS/IoT/CMMS |  | JSON/COBie/IFC | IfcElectricDistributionBoard | 6aae7531-5c3e-474d-98d3-f42a6e242cd9 | assets[].digital_twin.state_source | 07_IFC_Metadata_EAV | 6aae7531-5c3e-474d-98d3-f42a6e242cd9
digital_twin.realtime_enabled | DTP_Template | 2026-06-05 | DTP_Metadata | Component | Lighting Panel L02-001 | TRUE |  | JSON/COBie/IFC | IfcElectricDistributionBoard | 6aae7531-5c3e-474d-98d3-f42a6e242cd9 | assets[].digital_twin.realtime_enabled | 07_IFC_Metadata_EAV | 6aae7531-5c3e-474d-98d3-f42a6e242cd9
digital_twin.history_enabled | DTP_Template | 2026-06-05 | DTP_Metadata | Component | Lighting Panel L02-001 | TRUE |  | JSON/COBie/IFC | IfcElectricDistributionBoard | 6aae7531-5c3e-474d-98d3-f42a6e242cd9 | assets[].digital_twin.history_enabled | 07_IFC_Metadata_EAV | 6aae7531-5c3e-474d-98d3-f42a6e242cd9
digital_twin.visual_selectable | DTP_Template | 2026-06-05 | DTP_Metadata | Component | Lighting Panel L02-001 | TRUE |  | JSON/COBie/IFC | IfcElectricDistributionBoard | 6aae7531-5c3e-474d-98d3-f42a6e242cd9 | assets[].digital_twin.visual_selectable | 07_IFC_Metadata_EAV | 6aae7531-5c3e-474d-98d3-f42a6e242cd9
digital_twin.visual_highlight_layer | DTP_Template | 2026-06-05 | DTP_Metadata | Component | Lighting Panel L02-001 | LAYER-ASSET-ELECTRICAL |  | JSON/COBie/IFC | IfcElectricDistributionBoard | 6aae7531-5c3e-474d-98d3-f42a6e242cd9 | assets[].digital_twin.visual_highlight_layer | 07_IFC_Metadata_EAV | 6aae7531-5c3e-474d-98d3-f42a6e242cd9
tags[0] | DTP_Template | 2026-06-05 | Asset_Metadata | Component | Lighting Panel L02-001 | electrical |  | JSON/COBie/IFC | IfcElectricDistributionBoard | 6aae7531-5c3e-474d-98d3-f42a6e242cd9 | assets[].tags[0] | 07_IFC_Metadata_EAV | 6aae7531-5c3e-474d-98d3-f42a6e242cd9
tags[1] | DTP_Template | 2026-06-05 | Asset_Metadata | Component | Lighting Panel L02-001 | lighting_panel |  | JSON/COBie/IFC | IfcElectricDistributionBoard | 6aae7531-5c3e-474d-98d3-f42a6e242cd9 | assets[].tags[1] | 07_IFC_Metadata_EAV | 6aae7531-5c3e-474d-98d3-f42a6e242cd9
tags[2] | DTP_Template | 2026-06-05 | Asset_Metadata | Component | Lighting Panel L02-001 | lp |  | JSON/COBie/IFC | IfcElectricDistributionBoard | 6aae7531-5c3e-474d-98d3-f42a6e242cd9 | assets[].tags[2] | 07_IFC_Metadata_EAV | 6aae7531-5c3e-474d-98d3-f42a6e242cd9
asset_id | DTP_Template | 2026-06-05 | Asset_Metadata | Component | Lighting Panel L05-001 | LP-L05-001 |  | JSON/COBie/IFC | IfcElectricDistributionBoard | 12bb2429-7a80-4a5a-baab-b7a713f4bac8 | assets[].asset_id | 07_IFC_Metadata_EAV | 12bb2429-7a80-4a5a-baab-b7a713f4bac8
asset_name | DTP_Template | 2026-06-05 | Asset_Metadata | Component | Lighting Panel L05-001 | Lighting Panel L05-001 |  | JSON/COBie/IFC | IfcElectricDistributionBoard | 12bb2429-7a80-4a5a-baab-b7a713f4bac8 | assets[].asset_name | 07_IFC_Metadata_EAV | 12bb2429-7a80-4a5a-baab-b7a713f4bac8
asset_status | DTP_Template | 2026-06-05 | Asset_Metadata | Component | Lighting Panel L05-001 | in_service |  | JSON/COBie/IFC | IfcElectricDistributionBoard | 12bb2429-7a80-4a5a-baab-b7a713f4bac8 | assets[].asset_status | 07_IFC_Metadata_EAV | 12bb2429-7a80-4a5a-baab-b7a713f4bac8
system | DTP_Template | 2026-06-05 | Asset_Metadata | Component | Lighting Panel L05-001 | Electrical |  | JSON/COBie/IFC | IfcElectricDistributionBoard | 12bb2429-7a80-4a5a-baab-b7a713f4bac8 | assets[].system | 07_IFC_Metadata_EAV | 12bb2429-7a80-4a5a-baab-b7a713f4bac8
discipline | DTP_Template | 2026-06-05 | Asset_Metadata | Component | Lighting Panel L05-001 | MEP |  | JSON/COBie/IFC | IfcElectricDistributionBoard | 12bb2429-7a80-4a5a-baab-b7a713f4bac8 | assets[].discipline | 07_IFC_Metadata_EAV | 12bb2429-7a80-4a5a-baab-b7a713f4bac8
category | DTP_Template | 2026-06-05 | Asset_Metadata | Component | Lighting Panel L05-001 | Lighting Panel |  | JSON/COBie/IFC | IfcElectricDistributionBoard | 12bb2429-7a80-4a5a-baab-b7a713f4bac8 | assets[].category | 07_IFC_Metadata_EAV | 12bb2429-7a80-4a5a-baab-b7a713f4bac8
asset_type | DTP_Template | 2026-06-05 | Asset_Metadata | Component | Lighting Panel L05-001 | LP |  | JSON/COBie/IFC | IfcElectricDistributionBoard | 12bb2429-7a80-4a5a-baab-b7a713f4bac8 | assets[].asset_type | 07_IFC_Metadata_EAV | 12bb2429-7a80-4a5a-baab-b7a713f4bac8
classification.uniclass_code | DTP_Template | 2026-06-05 | LOI_Classification | Component | Lighting Panel L05-001 | placeholder |  | JSON/COBie/IFC | IfcElectricDistributionBoard | 12bb2429-7a80-4a5a-baab-b7a713f4bac8 | assets[].classification.uniclass_code | 07_IFC_Metadata_EAV | 12bb2429-7a80-4a5a-baab-b7a713f4bac8
classification.omniclass_code | DTP_Template | 2026-06-05 | LOI_Classification | Component | Lighting Panel L05-001 | placeholder |  | JSON/COBie/IFC | IfcElectricDistributionBoard | 12bb2429-7a80-4a5a-baab-b7a713f4bac8 | assets[].classification.omniclass_code | 07_IFC_Metadata_EAV | 12bb2429-7a80-4a5a-baab-b7a713f4bac8
classification.local_classification | DTP_Template | 2026-06-05 | LOI_Classification | Component | Lighting Panel L05-001 | Electrical/Lighting Panel/LP |  | JSON/COBie/IFC | IfcElectricDistributionBoard | 12bb2429-7a80-4a5a-baab-b7a713f4bac8 | assets[].classification.local_classification | 07_IFC_Metadata_EAV | 12bb2429-7a80-4a5a-baab-b7a713f4bac8
location.facility_id | DTP_Template | 2026-06-05 | LOI_Location | Component | Lighting Panel L05-001 | FAC-OFFICE-TOWER-A |  | JSON/COBie/IFC | IfcElectricDistributionBoard | 12bb2429-7a80-4a5a-baab-b7a713f4bac8 | assets[].location.facility_id | 07_IFC_Metadata_EAV | 12bb2429-7a80-4a5a-baab-b7a713f4bac8
location.floor_id | DTP_Template | 2026-06-05 | LOI_Location | Component | Lighting Panel L05-001 | FL-L05 |  | JSON/COBie/IFC | IfcElectricDistributionBoard | 12bb2429-7a80-4a5a-baab-b7a713f4bac8 | assets[].location.floor_id | 07_IFC_Metadata_EAV | 12bb2429-7a80-4a5a-baab-b7a713f4bac8
location.space_id | DTP_Template | 2026-06-05 | LOI_Location | Component | Lighting Panel L05-001 | SP-L05-OFFICE-A |  | JSON/COBie/IFC | IfcElectricDistributionBoard | 12bb2429-7a80-4a5a-baab-b7a713f4bac8 | assets[].location.space_id | 07_IFC_Metadata_EAV | 12bb2429-7a80-4a5a-baab-b7a713f4bac8
location.zone_id | DTP_Template | 2026-06-05 | LOI_Location | Component | Lighting Panel L05-001 | ZONE-OFFICE-L05 |  | JSON/COBie/IFC | IfcElectricDistributionBoard | 12bb2429-7a80-4a5a-baab-b7a713f4bac8 | assets[].location.zone_id | 07_IFC_Metadata_EAV | 12bb2429-7a80-4a5a-baab-b7a713f4bac8
bim_mapping.ifc_guid | DTP_Template | 2026-06-05 | IFC_Core | Component | Lighting Panel L05-001 | 12bb2429-7a80-4a5a-baab-b7a713f4bac8 |  | JSON/COBie/IFC | IfcElectricDistributionBoard | 12bb2429-7a80-4a5a-baab-b7a713f4bac8 | assets[].bim_mapping.ifc_guid | 07_IFC_Metadata_EAV | 12bb2429-7a80-4a5a-baab-b7a713f4bac8
bim_mapping.ifc_entity | DTP_Template | 2026-06-05 | IFC_Core | Component | Lighting Panel L05-001 | IfcElectricDistributionBoard |  | JSON/COBie/IFC | IfcElectricDistributionBoard | 12bb2429-7a80-4a5a-baab-b7a713f4bac8 | assets[].bim_mapping.ifc_entity | 07_IFC_Metadata_EAV | 12bb2429-7a80-4a5a-baab-b7a713f4bac8
bim_mapping.ifc_name | DTP_Template | 2026-06-05 | IFC_Core | Component | Lighting Panel L05-001 | Lighting Panel L05-001 |  | JSON/COBie/IFC | IfcElectricDistributionBoard | 12bb2429-7a80-4a5a-baab-b7a713f4bac8 | assets[].bim_mapping.ifc_name | 07_IFC_Metadata_EAV | 12bb2429-7a80-4a5a-baab-b7a713f4bac8
bim_mapping.source_model_id | DTP_Template | 2026-06-05 | IFC_Core | Component | Lighting Panel L05-001 | IFC-MEP-001 |  | JSON/COBie/IFC | IfcElectricDistributionBoard | 12bb2429-7a80-4a5a-baab-b7a713f4bac8 | assets[].bim_mapping.source_model_id | 07_IFC_Metadata_EAV | 12bb2429-7a80-4a5a-baab-b7a713f4bac8
bim_mapping.global_id_locked | DTP_Template | 2026-06-05 | IFC_Core | Component | Lighting Panel L05-001 | TRUE |  | JSON/COBie/IFC | IfcElectricDistributionBoard | 12bb2429-7a80-4a5a-baab-b7a713f4bac8 | assets[].bim_mapping.global_id_locked | 07_IFC_Metadata_EAV | 12bb2429-7a80-4a5a-baab-b7a713f4bac8
cobie_mapping.component_name | DTP_Template | 2026-06-05 | Asset_Metadata | Component | Lighting Panel L05-001 | LP-L05-001 |  | JSON/COBie/IFC | IfcElectricDistributionBoard | 12bb2429-7a80-4a5a-baab-b7a713f4bac8 | assets[].cobie_mapping.component_name | 07_IFC_Metadata_EAV | 12bb2429-7a80-4a5a-baab-b7a713f4bac8
cobie_mapping.type_name | DTP_Template | 2026-06-05 | Asset_Metadata | Component | Lighting Panel L05-001 | LP |  | JSON/COBie/IFC | IfcElectricDistributionBoard | 12bb2429-7a80-4a5a-baab-b7a713f4bac8 | assets[].cobie_mapping.type_name | 07_IFC_Metadata_EAV | 12bb2429-7a80-4a5a-baab-b7a713f4bac8
cobie_mapping.system_name | DTP_Template | 2026-06-05 | Asset_Metadata | Component | Lighting Panel L05-001 | Electrical |  | JSON/COBie/IFC | IfcElectricDistributionBoard | 12bb2429-7a80-4a5a-baab-b7a713f4bac8 | assets[].cobie_mapping.system_name | 07_IFC_Metadata_EAV | 12bb2429-7a80-4a5a-baab-b7a713f4bac8
cobie_mapping.space_name | DTP_Template | 2026-06-05 | Asset_Metadata | Component | Lighting Panel L05-001 | SP-L05-OFFICE-A |  | JSON/COBie/IFC | IfcElectricDistributionBoard | 12bb2429-7a80-4a5a-baab-b7a713f4bac8 | assets[].cobie_mapping.space_name | 07_IFC_Metadata_EAV | 12bb2429-7a80-4a5a-baab-b7a713f4bac8
manufacturer_data.manufacturer | DTP_Template | 2026-06-05 | LOI_Manufacturer | Component | Lighting Panel L05-001 | Generic Manufacturer |  | JSON/COBie/IFC | IfcElectricDistributionBoard | 12bb2429-7a80-4a5a-baab-b7a713f4bac8 | assets[].manufacturer_data.manufacturer | 07_IFC_Metadata_EAV | 12bb2429-7a80-4a5a-baab-b7a713f4bac8
manufacturer_data.model | DTP_Template | 2026-06-05 | LOI_Manufacturer | Component | Lighting Panel L05-001 | Model-Placeholder |  | JSON/COBie/IFC | IfcElectricDistributionBoard | 12bb2429-7a80-4a5a-baab-b7a713f4bac8 | assets[].manufacturer_data.model | 07_IFC_Metadata_EAV | 12bb2429-7a80-4a5a-baab-b7a713f4bac8
manufacturer_data.serial_number | DTP_Template | 2026-06-05 | LOI_Manufacturer | Component | Lighting Panel L05-001 | SN-LP-L05-001 |  | JSON/COBie/IFC | IfcElectricDistributionBoard | 12bb2429-7a80-4a5a-baab-b7a713f4bac8 | assets[].manufacturer_data.serial_number | 07_IFC_Metadata_EAV | 12bb2429-7a80-4a5a-baab-b7a713f4bac8
manufacturer_data.installation_date | DTP_Template | 2026-06-05 | LOI_Manufacturer | Component | Lighting Panel L05-001 | 2026-05-15 |  | JSON/COBie/IFC | IfcElectricDistributionBoard | 12bb2429-7a80-4a5a-baab-b7a713f4bac8 | assets[].manufacturer_data.installation_date | 07_IFC_Metadata_EAV | 12bb2429-7a80-4a5a-baab-b7a713f4bac8
manufacturer_data.warranty_start_date | DTP_Template | 2026-06-05 | LOI_Manufacturer | Component | Lighting Panel L05-001 | 2026-06-01 |  | JSON/COBie/IFC | IfcElectricDistributionBoard | 12bb2429-7a80-4a5a-baab-b7a713f4bac8 | assets[].manufacturer_data.warranty_start_date | 07_IFC_Metadata_EAV | 12bb2429-7a80-4a5a-baab-b7a713f4bac8
manufacturer_data.warranty_end_date | DTP_Template | 2026-06-05 | LOI_Manufacturer | Component | Lighting Panel L05-001 | 2028-06-01 |  | JSON/COBie/IFC | IfcElectricDistributionBoard | 12bb2429-7a80-4a5a-baab-b7a713f4bac8 | assets[].manufacturer_data.warranty_end_date | 07_IFC_Metadata_EAV | 12bb2429-7a80-4a5a-baab-b7a713f4bac8
operation_data.maintainable | DTP_Template | 2026-06-05 | LOI_Operation_Maintenance | Component | Lighting Panel L05-001 | TRUE |  | JSON/COBie/IFC | IfcElectricDistributionBoard | 12bb2429-7a80-4a5a-baab-b7a713f4bac8 | assets[].operation_data.maintainable | 07_IFC_Metadata_EAV | 12bb2429-7a80-4a5a-baab-b7a713f4bac8
operation_data.criticality | DTP_Template | 2026-06-05 | LOI_Operation_Maintenance | Component | Lighting Panel L05-001 | Medium |  | JSON/COBie/IFC | IfcElectricDistributionBoard | 12bb2429-7a80-4a5a-baab-b7a713f4bac8 | assets[].operation_data.criticality | 07_IFC_Metadata_EAV | 12bb2429-7a80-4a5a-baab-b7a713f4bac8
operation_data.expected_life_years | DTP_Template | 2026-06-05 | LOI_Operation_Maintenance | Component | Lighting Panel L05-001 | 15 |  | JSON/COBie/IFC | IfcElectricDistributionBoard | 12bb2429-7a80-4a5a-baab-b7a713f4bac8 | assets[].operation_data.expected_life_years | 07_IFC_Metadata_EAV | 12bb2429-7a80-4a5a-baab-b7a713f4bac8
operation_data.maintenance_strategy | DTP_Template | 2026-06-05 | LOI_Operation_Maintenance | Component | Lighting Panel L05-001 | preventive_and_condition_based |  | JSON/COBie/IFC | IfcElectricDistributionBoard | 12bb2429-7a80-4a5a-baab-b7a713f4bac8 | assets[].operation_data.maintenance_strategy | 07_IFC_Metadata_EAV | 12bb2429-7a80-4a5a-baab-b7a713f4bac8
operation_data.cmms_asset_id | DTP_Template | 2026-06-05 | LOI_Operation_Maintenance | Component | Lighting Panel L05-001 | CMMS-LP-L05-001 |  | JSON/COBie/IFC | IfcElectricDistributionBoard | 12bb2429-7a80-4a5a-baab-b7a713f4bac8 | assets[].operation_data.cmms_asset_id | 07_IFC_Metadata_EAV | 12bb2429-7a80-4a5a-baab-b7a713f4bac8
operation_data.spare_part_group | DTP_Template | 2026-06-05 | LOI_Operation_Maintenance | Component | Lighting Panel L05-001 | SPARE-LIGHTING-PANEL |  | JSON/COBie/IFC | IfcElectricDistributionBoard | 12bb2429-7a80-4a5a-baab-b7a713f4bac8 | assets[].operation_data.spare_part_group | 07_IFC_Metadata_EAV | 12bb2429-7a80-4a5a-baab-b7a713f4bac8
operation_data.manual_url | DTP_Template | 2026-06-05 | LOI_Operation_Maintenance | Component | Lighting Panel L05-001 | https://example.com/om_manuals/LP-L05-001.pdf |  | JSON/COBie/IFC | IfcElectricDistributionBoard | 12bb2429-7a80-4a5a-baab-b7a713f4bac8 | assets[].operation_data.manual_url | 07_IFC_Metadata_EAV | 12bb2429-7a80-4a5a-baab-b7a713f4bac8
digital_twin.dt_entity_type | DTP_Template | 2026-06-05 | DTP_Metadata | Component | Lighting Panel L05-001 | asset |  | JSON/COBie/IFC | IfcElectricDistributionBoard | 12bb2429-7a80-4a5a-baab-b7a713f4bac8 | assets[].digital_twin.dt_entity_type | 07_IFC_Metadata_EAV | 12bb2429-7a80-4a5a-baab-b7a713f4bac8
digital_twin.state_source | DTP_Template | 2026-06-05 | DTP_Metadata | Component | Lighting Panel L05-001 | BMS/IoT/CMMS |  | JSON/COBie/IFC | IfcElectricDistributionBoard | 12bb2429-7a80-4a5a-baab-b7a713f4bac8 | assets[].digital_twin.state_source | 07_IFC_Metadata_EAV | 12bb2429-7a80-4a5a-baab-b7a713f4bac8
digital_twin.realtime_enabled | DTP_Template | 2026-06-05 | DTP_Metadata | Component | Lighting Panel L05-001 | TRUE |  | JSON/COBie/IFC | IfcElectricDistributionBoard | 12bb2429-7a80-4a5a-baab-b7a713f4bac8 | assets[].digital_twin.realtime_enabled | 07_IFC_Metadata_EAV | 12bb2429-7a80-4a5a-baab-b7a713f4bac8
digital_twin.history_enabled | DTP_Template | 2026-06-05 | DTP_Metadata | Component | Lighting Panel L05-001 | TRUE |  | JSON/COBie/IFC | IfcElectricDistributionBoard | 12bb2429-7a80-4a5a-baab-b7a713f4bac8 | assets[].digital_twin.history_enabled | 07_IFC_Metadata_EAV | 12bb2429-7a80-4a5a-baab-b7a713f4bac8
digital_twin.visual_selectable | DTP_Template | 2026-06-05 | DTP_Metadata | Component | Lighting Panel L05-001 | TRUE |  | JSON/COBie/IFC | IfcElectricDistributionBoard | 12bb2429-7a80-4a5a-baab-b7a713f4bac8 | assets[].digital_twin.visual_selectable | 07_IFC_Metadata_EAV | 12bb2429-7a80-4a5a-baab-b7a713f4bac8
digital_twin.visual_highlight_layer | DTP_Template | 2026-06-05 | DTP_Metadata | Component | Lighting Panel L05-001 | LAYER-ASSET-ELECTRICAL |  | JSON/COBie/IFC | IfcElectricDistributionBoard | 12bb2429-7a80-4a5a-baab-b7a713f4bac8 | assets[].digital_twin.visual_highlight_layer | 07_IFC_Metadata_EAV | 12bb2429-7a80-4a5a-baab-b7a713f4bac8
tags[0] | DTP_Template | 2026-06-05 | Asset_Metadata | Component | Lighting Panel L05-001 | electrical |  | JSON/COBie/IFC | IfcElectricDistributionBoard | 12bb2429-7a80-4a5a-baab-b7a713f4bac8 | assets[].tags[0] | 07_IFC_Metadata_EAV | 12bb2429-7a80-4a5a-baab-b7a713f4bac8
tags[1] | DTP_Template | 2026-06-05 | Asset_Metadata | Component | Lighting Panel L05-001 | lighting_panel |  | JSON/COBie/IFC | IfcElectricDistributionBoard | 12bb2429-7a80-4a5a-baab-b7a713f4bac8 | assets[].tags[1] | 07_IFC_Metadata_EAV | 12bb2429-7a80-4a5a-baab-b7a713f4bac8
tags[2] | DTP_Template | 2026-06-05 | Asset_Metadata | Component | Lighting Panel L05-001 | lp |  | JSON/COBie/IFC | IfcElectricDistributionBoard | 12bb2429-7a80-4a5a-baab-b7a713f4bac8 | assets[].tags[2] | 07_IFC_Metadata_EAV | 12bb2429-7a80-4a5a-baab-b7a713f4bac8
asset_id | DTP_Template | 2026-06-05 | Asset_Metadata | Component | Lighting Panel L10-001 | LP-L10-001 |  | JSON/COBie/IFC | IfcElectricDistributionBoard | 11fc6f7f-058c-4741-bd10-65394be04638 | assets[].asset_id | 07_IFC_Metadata_EAV | 11fc6f7f-058c-4741-bd10-65394be04638
asset_name | DTP_Template | 2026-06-05 | Asset_Metadata | Component | Lighting Panel L10-001 | Lighting Panel L10-001 |  | JSON/COBie/IFC | IfcElectricDistributionBoard | 11fc6f7f-058c-4741-bd10-65394be04638 | assets[].asset_name | 07_IFC_Metadata_EAV | 11fc6f7f-058c-4741-bd10-65394be04638
asset_status | DTP_Template | 2026-06-05 | Asset_Metadata | Component | Lighting Panel L10-001 | in_service |  | JSON/COBie/IFC | IfcElectricDistributionBoard | 11fc6f7f-058c-4741-bd10-65394be04638 | assets[].asset_status | 07_IFC_Metadata_EAV | 11fc6f7f-058c-4741-bd10-65394be04638
system | DTP_Template | 2026-06-05 | Asset_Metadata | Component | Lighting Panel L10-001 | Electrical |  | JSON/COBie/IFC | IfcElectricDistributionBoard | 11fc6f7f-058c-4741-bd10-65394be04638 | assets[].system | 07_IFC_Metadata_EAV | 11fc6f7f-058c-4741-bd10-65394be04638
discipline | DTP_Template | 2026-06-05 | Asset_Metadata | Component | Lighting Panel L10-001 | MEP |  | JSON/COBie/IFC | IfcElectricDistributionBoard | 11fc6f7f-058c-4741-bd10-65394be04638 | assets[].discipline | 07_IFC_Metadata_EAV | 11fc6f7f-058c-4741-bd10-65394be04638
category | DTP_Template | 2026-06-05 | Asset_Metadata | Component | Lighting Panel L10-001 | Lighting Panel |  | JSON/COBie/IFC | IfcElectricDistributionBoard | 11fc6f7f-058c-4741-bd10-65394be04638 | assets[].category | 07_IFC_Metadata_EAV | 11fc6f7f-058c-4741-bd10-65394be04638
asset_type | DTP_Template | 2026-06-05 | Asset_Metadata | Component | Lighting Panel L10-001 | LP |  | JSON/COBie/IFC | IfcElectricDistributionBoard | 11fc6f7f-058c-4741-bd10-65394be04638 | assets[].asset_type | 07_IFC_Metadata_EAV | 11fc6f7f-058c-4741-bd10-65394be04638
classification.uniclass_code | DTP_Template | 2026-06-05 | LOI_Classification | Component | Lighting Panel L10-001 | placeholder |  | JSON/COBie/IFC | IfcElectricDistributionBoard | 11fc6f7f-058c-4741-bd10-65394be04638 | assets[].classification.uniclass_code | 07_IFC_Metadata_EAV | 11fc6f7f-058c-4741-bd10-65394be04638
classification.omniclass_code | DTP_Template | 2026-06-05 | LOI_Classification | Component | Lighting Panel L10-001 | placeholder |  | JSON/COBie/IFC | IfcElectricDistributionBoard | 11fc6f7f-058c-4741-bd10-65394be04638 | assets[].classification.omniclass_code | 07_IFC_Metadata_EAV | 11fc6f7f-058c-4741-bd10-65394be04638
classification.local_classification | DTP_Template | 2026-06-05 | LOI_Classification | Component | Lighting Panel L10-001 | Electrical/Lighting Panel/LP |  | JSON/COBie/IFC | IfcElectricDistributionBoard | 11fc6f7f-058c-4741-bd10-65394be04638 | assets[].classification.local_classification | 07_IFC_Metadata_EAV | 11fc6f7f-058c-4741-bd10-65394be04638
location.facility_id | DTP_Template | 2026-06-05 | LOI_Location | Component | Lighting Panel L10-001 | FAC-OFFICE-TOWER-A |  | JSON/COBie/IFC | IfcElectricDistributionBoard | 11fc6f7f-058c-4741-bd10-65394be04638 | assets[].location.facility_id | 07_IFC_Metadata_EAV | 11fc6f7f-058c-4741-bd10-65394be04638
location.floor_id | DTP_Template | 2026-06-05 | LOI_Location | Component | Lighting Panel L10-001 | FL-L10 |  | JSON/COBie/IFC | IfcElectricDistributionBoard | 11fc6f7f-058c-4741-bd10-65394be04638 | assets[].location.floor_id | 07_IFC_Metadata_EAV | 11fc6f7f-058c-4741-bd10-65394be04638
location.space_id | DTP_Template | 2026-06-05 | LOI_Location | Component | Lighting Panel L10-001 | SP-L10-OFFICE-A |  | JSON/COBie/IFC | IfcElectricDistributionBoard | 11fc6f7f-058c-4741-bd10-65394be04638 | assets[].location.space_id | 07_IFC_Metadata_EAV | 11fc6f7f-058c-4741-bd10-65394be04638
location.zone_id | DTP_Template | 2026-06-05 | LOI_Location | Component | Lighting Panel L10-001 | ZONE-OFFICE-L10 |  | JSON/COBie/IFC | IfcElectricDistributionBoard | 11fc6f7f-058c-4741-bd10-65394be04638 | assets[].location.zone_id | 07_IFC_Metadata_EAV | 11fc6f7f-058c-4741-bd10-65394be04638
bim_mapping.ifc_guid | DTP_Template | 2026-06-05 | IFC_Core | Component | Lighting Panel L10-001 | 11fc6f7f-058c-4741-bd10-65394be04638 |  | JSON/COBie/IFC | IfcElectricDistributionBoard | 11fc6f7f-058c-4741-bd10-65394be04638 | assets[].bim_mapping.ifc_guid | 07_IFC_Metadata_EAV | 11fc6f7f-058c-4741-bd10-65394be04638
bim_mapping.ifc_entity | DTP_Template | 2026-06-05 | IFC_Core | Component | Lighting Panel L10-001 | IfcElectricDistributionBoard |  | JSON/COBie/IFC | IfcElectricDistributionBoard | 11fc6f7f-058c-4741-bd10-65394be04638 | assets[].bim_mapping.ifc_entity | 07_IFC_Metadata_EAV | 11fc6f7f-058c-4741-bd10-65394be04638
bim_mapping.ifc_name | DTP_Template | 2026-06-05 | IFC_Core | Component | Lighting Panel L10-001 | Lighting Panel L10-001 |  | JSON/COBie/IFC | IfcElectricDistributionBoard | 11fc6f7f-058c-4741-bd10-65394be04638 | assets[].bim_mapping.ifc_name | 07_IFC_Metadata_EAV | 11fc6f7f-058c-4741-bd10-65394be04638
bim_mapping.source_model_id | DTP_Template | 2026-06-05 | IFC_Core | Component | Lighting Panel L10-001 | IFC-MEP-001 |  | JSON/COBie/IFC | IfcElectricDistributionBoard | 11fc6f7f-058c-4741-bd10-65394be04638 | assets[].bim_mapping.source_model_id | 07_IFC_Metadata_EAV | 11fc6f7f-058c-4741-bd10-65394be04638
bim_mapping.global_id_locked | DTP_Template | 2026-06-05 | IFC_Core | Component | Lighting Panel L10-001 | TRUE |  | JSON/COBie/IFC | IfcElectricDistributionBoard | 11fc6f7f-058c-4741-bd10-65394be04638 | assets[].bim_mapping.global_id_locked | 07_IFC_Metadata_EAV | 11fc6f7f-058c-4741-bd10-65394be04638
cobie_mapping.component_name | DTP_Template | 2026-06-05 | Asset_Metadata | Component | Lighting Panel L10-001 | LP-L10-001 |  | JSON/COBie/IFC | IfcElectricDistributionBoard | 11fc6f7f-058c-4741-bd10-65394be04638 | assets[].cobie_mapping.component_name | 07_IFC_Metadata_EAV | 11fc6f7f-058c-4741-bd10-65394be04638
cobie_mapping.type_name | DTP_Template | 2026-06-05 | Asset_Metadata | Component | Lighting Panel L10-001 | LP |  | JSON/COBie/IFC | IfcElectricDistributionBoard | 11fc6f7f-058c-4741-bd10-65394be04638 | assets[].cobie_mapping.type_name | 07_IFC_Metadata_EAV | 11fc6f7f-058c-4741-bd10-65394be04638
cobie_mapping.system_name | DTP_Template | 2026-06-05 | Asset_Metadata | Component | Lighting Panel L10-001 | Electrical |  | JSON/COBie/IFC | IfcElectricDistributionBoard | 11fc6f7f-058c-4741-bd10-65394be04638 | assets[].cobie_mapping.system_name | 07_IFC_Metadata_EAV | 11fc6f7f-058c-4741-bd10-65394be04638
cobie_mapping.space_name | DTP_Template | 2026-06-05 | Asset_Metadata | Component | Lighting Panel L10-001 | SP-L10-OFFICE-A |  | JSON/COBie/IFC | IfcElectricDistributionBoard | 11fc6f7f-058c-4741-bd10-65394be04638 | assets[].cobie_mapping.space_name | 07_IFC_Metadata_EAV | 11fc6f7f-058c-4741-bd10-65394be04638
manufacturer_data.manufacturer | DTP_Template | 2026-06-05 | LOI_Manufacturer | Component | Lighting Panel L10-001 | Generic Manufacturer |  | JSON/COBie/IFC | IfcElectricDistributionBoard | 11fc6f7f-058c-4741-bd10-65394be04638 | assets[].manufacturer_data.manufacturer | 07_IFC_Metadata_EAV | 11fc6f7f-058c-4741-bd10-65394be04638
manufacturer_data.model | DTP_Template | 2026-06-05 | LOI_Manufacturer | Component | Lighting Panel L10-001 | Model-Placeholder |  | JSON/COBie/IFC | IfcElectricDistributionBoard | 11fc6f7f-058c-4741-bd10-65394be04638 | assets[].manufacturer_data.model | 07_IFC_Metadata_EAV | 11fc6f7f-058c-4741-bd10-65394be04638
manufacturer_data.serial_number | DTP_Template | 2026-06-05 | LOI_Manufacturer | Component | Lighting Panel L10-001 | SN-LP-L10-001 |  | JSON/COBie/IFC | IfcElectricDistributionBoard | 11fc6f7f-058c-4741-bd10-65394be04638 | assets[].manufacturer_data.serial_number | 07_IFC_Metadata_EAV | 11fc6f7f-058c-4741-bd10-65394be04638
manufacturer_data.installation_date | DTP_Template | 2026-06-05 | LOI_Manufacturer | Component | Lighting Panel L10-001 | 2026-05-15 |  | JSON/COBie/IFC | IfcElectricDistributionBoard | 11fc6f7f-058c-4741-bd10-65394be04638 | assets[].manufacturer_data.installation_date | 07_IFC_Metadata_EAV | 11fc6f7f-058c-4741-bd10-65394be04638
manufacturer_data.warranty_start_date | DTP_Template | 2026-06-05 | LOI_Manufacturer | Component | Lighting Panel L10-001 | 2026-06-01 |  | JSON/COBie/IFC | IfcElectricDistributionBoard | 11fc6f7f-058c-4741-bd10-65394be04638 | assets[].manufacturer_data.warranty_start_date | 07_IFC_Metadata_EAV | 11fc6f7f-058c-4741-bd10-65394be04638
manufacturer_data.warranty_end_date | DTP_Template | 2026-06-05 | LOI_Manufacturer | Component | Lighting Panel L10-001 | 2028-06-01 |  | JSON/COBie/IFC | IfcElectricDistributionBoard | 11fc6f7f-058c-4741-bd10-65394be04638 | assets[].manufacturer_data.warranty_end_date | 07_IFC_Metadata_EAV | 11fc6f7f-058c-4741-bd10-65394be04638
operation_data.maintainable | DTP_Template | 2026-06-05 | LOI_Operation_Maintenance | Component | Lighting Panel L10-001 | TRUE |  | JSON/COBie/IFC | IfcElectricDistributionBoard | 11fc6f7f-058c-4741-bd10-65394be04638 | assets[].operation_data.maintainable | 07_IFC_Metadata_EAV | 11fc6f7f-058c-4741-bd10-65394be04638
operation_data.criticality | DTP_Template | 2026-06-05 | LOI_Operation_Maintenance | Component | Lighting Panel L10-001 | Medium |  | JSON/COBie/IFC | IfcElectricDistributionBoard | 11fc6f7f-058c-4741-bd10-65394be04638 | assets[].operation_data.criticality | 07_IFC_Metadata_EAV | 11fc6f7f-058c-4741-bd10-65394be04638
operation_data.expected_life_years | DTP_Template | 2026-06-05 | LOI_Operation_Maintenance | Component | Lighting Panel L10-001 | 15 |  | JSON/COBie/IFC | IfcElectricDistributionBoard | 11fc6f7f-058c-4741-bd10-65394be04638 | assets[].operation_data.expected_life_years | 07_IFC_Metadata_EAV | 11fc6f7f-058c-4741-bd10-65394be04638
operation_data.maintenance_strategy | DTP_Template | 2026-06-05 | LOI_Operation_Maintenance | Component | Lighting Panel L10-001 | preventive_and_condition_based |  | JSON/COBie/IFC | IfcElectricDistributionBoard | 11fc6f7f-058c-4741-bd10-65394be04638 | assets[].operation_data.maintenance_strategy | 07_IFC_Metadata_EAV | 11fc6f7f-058c-4741-bd10-65394be04638
operation_data.cmms_asset_id | DTP_Template | 2026-06-05 | LOI_Operation_Maintenance | Component | Lighting Panel L10-001 | CMMS-LP-L10-001 |  | JSON/COBie/IFC | IfcElectricDistributionBoard | 11fc6f7f-058c-4741-bd10-65394be04638 | assets[].operation_data.cmms_asset_id | 07_IFC_Metadata_EAV | 11fc6f7f-058c-4741-bd10-65394be04638
operation_data.spare_part_group | DTP_Template | 2026-06-05 | LOI_Operation_Maintenance | Component | Lighting Panel L10-001 | SPARE-LIGHTING-PANEL |  | JSON/COBie/IFC | IfcElectricDistributionBoard | 11fc6f7f-058c-4741-bd10-65394be04638 | assets[].operation_data.spare_part_group | 07_IFC_Metadata_EAV | 11fc6f7f-058c-4741-bd10-65394be04638
operation_data.manual_url | DTP_Template | 2026-06-05 | LOI_Operation_Maintenance | Component | Lighting Panel L10-001 | https://example.com/om_manuals/LP-L10-001.pdf |  | JSON/COBie/IFC | IfcElectricDistributionBoard | 11fc6f7f-058c-4741-bd10-65394be04638 | assets[].operation_data.manual_url | 07_IFC_Metadata_EAV | 11fc6f7f-058c-4741-bd10-65394be04638
digital_twin.dt_entity_type | DTP_Template | 2026-06-05 | DTP_Metadata | Component | Lighting Panel L10-001 | asset |  | JSON/COBie/IFC | IfcElectricDistributionBoard | 11fc6f7f-058c-4741-bd10-65394be04638 | assets[].digital_twin.dt_entity_type | 07_IFC_Metadata_EAV | 11fc6f7f-058c-4741-bd10-65394be04638
digital_twin.state_source | DTP_Template | 2026-06-05 | DTP_Metadata | Component | Lighting Panel L10-001 | BMS/IoT/CMMS |  | JSON/COBie/IFC | IfcElectricDistributionBoard | 11fc6f7f-058c-4741-bd10-65394be04638 | assets[].digital_twin.state_source | 07_IFC_Metadata_EAV | 11fc6f7f-058c-4741-bd10-65394be04638
digital_twin.realtime_enabled | DTP_Template | 2026-06-05 | DTP_Metadata | Component | Lighting Panel L10-001 | TRUE |  | JSON/COBie/IFC | IfcElectricDistributionBoard | 11fc6f7f-058c-4741-bd10-65394be04638 | assets[].digital_twin.realtime_enabled | 07_IFC_Metadata_EAV | 11fc6f7f-058c-4741-bd10-65394be04638
digital_twin.history_enabled | DTP_Template | 2026-06-05 | DTP_Metadata | Component | Lighting Panel L10-001 | TRUE |  | JSON/COBie/IFC | IfcElectricDistributionBoard | 11fc6f7f-058c-4741-bd10-65394be04638 | assets[].digital_twin.history_enabled | 07_IFC_Metadata_EAV | 11fc6f7f-058c-4741-bd10-65394be04638
digital_twin.visual_selectable | DTP_Template | 2026-06-05 | DTP_Metadata | Component | Lighting Panel L10-001 | TRUE |  | JSON/COBie/IFC | IfcElectricDistributionBoard | 11fc6f7f-058c-4741-bd10-65394be04638 | assets[].digital_twin.visual_selectable | 07_IFC_Metadata_EAV | 11fc6f7f-058c-4741-bd10-65394be04638
digital_twin.visual_highlight_layer | DTP_Template | 2026-06-05 | DTP_Metadata | Component | Lighting Panel L10-001 | LAYER-ASSET-ELECTRICAL |  | JSON/COBie/IFC | IfcElectricDistributionBoard | 11fc6f7f-058c-4741-bd10-65394be04638 | assets[].digital_twin.visual_highlight_layer | 07_IFC_Metadata_EAV | 11fc6f7f-058c-4741-bd10-65394be04638
tags[0] | DTP_Template | 2026-06-05 | Asset_Metadata | Component | Lighting Panel L10-001 | electrical |  | JSON/COBie/IFC | IfcElectricDistributionBoard | 11fc6f7f-058c-4741-bd10-65394be04638 | assets[].tags[0] | 07_IFC_Metadata_EAV | 11fc6f7f-058c-4741-bd10-65394be04638
tags[1] | DTP_Template | 2026-06-05 | Asset_Metadata | Component | Lighting Panel L10-001 | lighting_panel |  | JSON/COBie/IFC | IfcElectricDistributionBoard | 11fc6f7f-058c-4741-bd10-65394be04638 | assets[].tags[1] | 07_IFC_Metadata_EAV | 11fc6f7f-058c-4741-bd10-65394be04638
tags[2] | DTP_Template | 2026-06-05 | Asset_Metadata | Component | Lighting Panel L10-001 | lp |  | JSON/COBie/IFC | IfcElectricDistributionBoard | 11fc6f7f-058c-4741-bd10-65394be04638 | assets[].tags[2] | 07_IFC_Metadata_EAV | 11fc6f7f-058c-4741-bd10-65394be04638
asset_id | DTP_Template | 2026-06-05 | Asset_Metadata | Component | Lighting Panel L20-001 | LP-L20-001 |  | JSON/COBie/IFC | IfcElectricDistributionBoard | 7fa8e1c6-bbfd-4c90-9fc7-de5177593148 | assets[].asset_id | 07_IFC_Metadata_EAV | 7fa8e1c6-bbfd-4c90-9fc7-de5177593148
asset_name | DTP_Template | 2026-06-05 | Asset_Metadata | Component | Lighting Panel L20-001 | Lighting Panel L20-001 |  | JSON/COBie/IFC | IfcElectricDistributionBoard | 7fa8e1c6-bbfd-4c90-9fc7-de5177593148 | assets[].asset_name | 07_IFC_Metadata_EAV | 7fa8e1c6-bbfd-4c90-9fc7-de5177593148
asset_status | DTP_Template | 2026-06-05 | Asset_Metadata | Component | Lighting Panel L20-001 | in_service |  | JSON/COBie/IFC | IfcElectricDistributionBoard | 7fa8e1c6-bbfd-4c90-9fc7-de5177593148 | assets[].asset_status | 07_IFC_Metadata_EAV | 7fa8e1c6-bbfd-4c90-9fc7-de5177593148
system | DTP_Template | 2026-06-05 | Asset_Metadata | Component | Lighting Panel L20-001 | Electrical |  | JSON/COBie/IFC | IfcElectricDistributionBoard | 7fa8e1c6-bbfd-4c90-9fc7-de5177593148 | assets[].system | 07_IFC_Metadata_EAV | 7fa8e1c6-bbfd-4c90-9fc7-de5177593148
discipline | DTP_Template | 2026-06-05 | Asset_Metadata | Component | Lighting Panel L20-001 | MEP |  | JSON/COBie/IFC | IfcElectricDistributionBoard | 7fa8e1c6-bbfd-4c90-9fc7-de5177593148 | assets[].discipline | 07_IFC_Metadata_EAV | 7fa8e1c6-bbfd-4c90-9fc7-de5177593148
category | DTP_Template | 2026-06-05 | Asset_Metadata | Component | Lighting Panel L20-001 | Lighting Panel |  | JSON/COBie/IFC | IfcElectricDistributionBoard | 7fa8e1c6-bbfd-4c90-9fc7-de5177593148 | assets[].category | 07_IFC_Metadata_EAV | 7fa8e1c6-bbfd-4c90-9fc7-de5177593148
asset_type | DTP_Template | 2026-06-05 | Asset_Metadata | Component | Lighting Panel L20-001 | LP |  | JSON/COBie/IFC | IfcElectricDistributionBoard | 7fa8e1c6-bbfd-4c90-9fc7-de5177593148 | assets[].asset_type | 07_IFC_Metadata_EAV | 7fa8e1c6-bbfd-4c90-9fc7-de5177593148
classification.uniclass_code | DTP_Template | 2026-06-05 | LOI_Classification | Component | Lighting Panel L20-001 | placeholder |  | JSON/COBie/IFC | IfcElectricDistributionBoard | 7fa8e1c6-bbfd-4c90-9fc7-de5177593148 | assets[].classification.uniclass_code | 07_IFC_Metadata_EAV | 7fa8e1c6-bbfd-4c90-9fc7-de5177593148
classification.omniclass_code | DTP_Template | 2026-06-05 | LOI_Classification | Component | Lighting Panel L20-001 | placeholder |  | JSON/COBie/IFC | IfcElectricDistributionBoard | 7fa8e1c6-bbfd-4c90-9fc7-de5177593148 | assets[].classification.omniclass_code | 07_IFC_Metadata_EAV | 7fa8e1c6-bbfd-4c90-9fc7-de5177593148
classification.local_classification | DTP_Template | 2026-06-05 | LOI_Classification | Component | Lighting Panel L20-001 | Electrical/Lighting Panel/LP |  | JSON/COBie/IFC | IfcElectricDistributionBoard | 7fa8e1c6-bbfd-4c90-9fc7-de5177593148 | assets[].classification.local_classification | 07_IFC_Metadata_EAV | 7fa8e1c6-bbfd-4c90-9fc7-de5177593148
location.facility_id | DTP_Template | 2026-06-05 | LOI_Location | Component | Lighting Panel L20-001 | FAC-OFFICE-TOWER-A |  | JSON/COBie/IFC | IfcElectricDistributionBoard | 7fa8e1c6-bbfd-4c90-9fc7-de5177593148 | assets[].location.facility_id | 07_IFC_Metadata_EAV | 7fa8e1c6-bbfd-4c90-9fc7-de5177593148
location.floor_id | DTP_Template | 2026-06-05 | LOI_Location | Component | Lighting Panel L20-001 | FL-L20 |  | JSON/COBie/IFC | IfcElectricDistributionBoard | 7fa8e1c6-bbfd-4c90-9fc7-de5177593148 | assets[].location.floor_id | 07_IFC_Metadata_EAV | 7fa8e1c6-bbfd-4c90-9fc7-de5177593148
location.space_id | DTP_Template | 2026-06-05 | LOI_Location | Component | Lighting Panel L20-001 | SP-L20-OFFICE-A |  | JSON/COBie/IFC | IfcElectricDistributionBoard | 7fa8e1c6-bbfd-4c90-9fc7-de5177593148 | assets[].location.space_id | 07_IFC_Metadata_EAV | 7fa8e1c6-bbfd-4c90-9fc7-de5177593148
location.zone_id | DTP_Template | 2026-06-05 | LOI_Location | Component | Lighting Panel L20-001 | ZONE-OFFICE-L20 |  | JSON/COBie/IFC | IfcElectricDistributionBoard | 7fa8e1c6-bbfd-4c90-9fc7-de5177593148 | assets[].location.zone_id | 07_IFC_Metadata_EAV | 7fa8e1c6-bbfd-4c90-9fc7-de5177593148
bim_mapping.ifc_guid | DTP_Template | 2026-06-05 | IFC_Core | Component | Lighting Panel L20-001 | 7fa8e1c6-bbfd-4c90-9fc7-de5177593148 |  | JSON/COBie/IFC | IfcElectricDistributionBoard | 7fa8e1c6-bbfd-4c90-9fc7-de5177593148 | assets[].bim_mapping.ifc_guid | 07_IFC_Metadata_EAV | 7fa8e1c6-bbfd-4c90-9fc7-de5177593148
bim_mapping.ifc_entity | DTP_Template | 2026-06-05 | IFC_Core | Component | Lighting Panel L20-001 | IfcElectricDistributionBoard |  | JSON/COBie/IFC | IfcElectricDistributionBoard | 7fa8e1c6-bbfd-4c90-9fc7-de5177593148 | assets[].bim_mapping.ifc_entity | 07_IFC_Metadata_EAV | 7fa8e1c6-bbfd-4c90-9fc7-de5177593148
bim_mapping.ifc_name | DTP_Template | 2026-06-05 | IFC_Core | Component | Lighting Panel L20-001 | Lighting Panel L20-001 |  | JSON/COBie/IFC | IfcElectricDistributionBoard | 7fa8e1c6-bbfd-4c90-9fc7-de5177593148 | assets[].bim_mapping.ifc_name | 07_IFC_Metadata_EAV | 7fa8e1c6-bbfd-4c90-9fc7-de5177593148
bim_mapping.source_model_id | DTP_Template | 2026-06-05 | IFC_Core | Component | Lighting Panel L20-001 | IFC-MEP-001 |  | JSON/COBie/IFC | IfcElectricDistributionBoard | 7fa8e1c6-bbfd-4c90-9fc7-de5177593148 | assets[].bim_mapping.source_model_id | 07_IFC_Metadata_EAV | 7fa8e1c6-bbfd-4c90-9fc7-de5177593148
bim_mapping.global_id_locked | DTP_Template | 2026-06-05 | IFC_Core | Component | Lighting Panel L20-001 | TRUE |  | JSON/COBie/IFC | IfcElectricDistributionBoard | 7fa8e1c6-bbfd-4c90-9fc7-de5177593148 | assets[].bim_mapping.global_id_locked | 07_IFC_Metadata_EAV | 7fa8e1c6-bbfd-4c90-9fc7-de5177593148
cobie_mapping.component_name | DTP_Template | 2026-06-05 | Asset_Metadata | Component | Lighting Panel L20-001 | LP-L20-001 |  | JSON/COBie/IFC | IfcElectricDistributionBoard | 7fa8e1c6-bbfd-4c90-9fc7-de5177593148 | assets[].cobie_mapping.component_name | 07_IFC_Metadata_EAV | 7fa8e1c6-bbfd-4c90-9fc7-de5177593148
cobie_mapping.type_name | DTP_Template | 2026-06-05 | Asset_Metadata | Component | Lighting Panel L20-001 | LP |  | JSON/COBie/IFC | IfcElectricDistributionBoard | 7fa8e1c6-bbfd-4c90-9fc7-de5177593148 | assets[].cobie_mapping.type_name | 07_IFC_Metadata_EAV | 7fa8e1c6-bbfd-4c90-9fc7-de5177593148
cobie_mapping.system_name | DTP_Template | 2026-06-05 | Asset_Metadata | Component | Lighting Panel L20-001 | Electrical |  | JSON/COBie/IFC | IfcElectricDistributionBoard | 7fa8e1c6-bbfd-4c90-9fc7-de5177593148 | assets[].cobie_mapping.system_name | 07_IFC_Metadata_EAV | 7fa8e1c6-bbfd-4c90-9fc7-de5177593148
cobie_mapping.space_name | DTP_Template | 2026-06-05 | Asset_Metadata | Component | Lighting Panel L20-001 | SP-L20-OFFICE-A |  | JSON/COBie/IFC | IfcElectricDistributionBoard | 7fa8e1c6-bbfd-4c90-9fc7-de5177593148 | assets[].cobie_mapping.space_name | 07_IFC_Metadata_EAV | 7fa8e1c6-bbfd-4c90-9fc7-de5177593148
manufacturer_data.manufacturer | DTP_Template | 2026-06-05 | LOI_Manufacturer | Component | Lighting Panel L20-001 | Generic Manufacturer |  | JSON/COBie/IFC | IfcElectricDistributionBoard | 7fa8e1c6-bbfd-4c90-9fc7-de5177593148 | assets[].manufacturer_data.manufacturer | 07_IFC_Metadata_EAV | 7fa8e1c6-bbfd-4c90-9fc7-de5177593148
manufacturer_data.model | DTP_Template | 2026-06-05 | LOI_Manufacturer | Component | Lighting Panel L20-001 | Model-Placeholder |  | JSON/COBie/IFC | IfcElectricDistributionBoard | 7fa8e1c6-bbfd-4c90-9fc7-de5177593148 | assets[].manufacturer_data.model | 07_IFC_Metadata_EAV | 7fa8e1c6-bbfd-4c90-9fc7-de5177593148
manufacturer_data.serial_number | DTP_Template | 2026-06-05 | LOI_Manufacturer | Component | Lighting Panel L20-001 | SN-LP-L20-001 |  | JSON/COBie/IFC | IfcElectricDistributionBoard | 7fa8e1c6-bbfd-4c90-9fc7-de5177593148 | assets[].manufacturer_data.serial_number | 07_IFC_Metadata_EAV | 7fa8e1c6-bbfd-4c90-9fc7-de5177593148
manufacturer_data.installation_date | DTP_Template | 2026-06-05 | LOI_Manufacturer | Component | Lighting Panel L20-001 | 2026-05-15 |  | JSON/COBie/IFC | IfcElectricDistributionBoard | 7fa8e1c6-bbfd-4c90-9fc7-de5177593148 | assets[].manufacturer_data.installation_date | 07_IFC_Metadata_EAV | 7fa8e1c6-bbfd-4c90-9fc7-de5177593148
manufacturer_data.warranty_start_date | DTP_Template | 2026-06-05 | LOI_Manufacturer | Component | Lighting Panel L20-001 | 2026-06-01 |  | JSON/COBie/IFC | IfcElectricDistributionBoard | 7fa8e1c6-bbfd-4c90-9fc7-de5177593148 | assets[].manufacturer_data.warranty_start_date | 07_IFC_Metadata_EAV | 7fa8e1c6-bbfd-4c90-9fc7-de5177593148
manufacturer_data.warranty_end_date | DTP_Template | 2026-06-05 | LOI_Manufacturer | Component | Lighting Panel L20-001 | 2028-06-01 |  | JSON/COBie/IFC | IfcElectricDistributionBoard | 7fa8e1c6-bbfd-4c90-9fc7-de5177593148 | assets[].manufacturer_data.warranty_end_date | 07_IFC_Metadata_EAV | 7fa8e1c6-bbfd-4c90-9fc7-de5177593148
operation_data.maintainable | DTP_Template | 2026-06-05 | LOI_Operation_Maintenance | Component | Lighting Panel L20-001 | TRUE |  | JSON/COBie/IFC | IfcElectricDistributionBoard | 7fa8e1c6-bbfd-4c90-9fc7-de5177593148 | assets[].operation_data.maintainable | 07_IFC_Metadata_EAV | 7fa8e1c6-bbfd-4c90-9fc7-de5177593148
operation_data.criticality | DTP_Template | 2026-06-05 | LOI_Operation_Maintenance | Component | Lighting Panel L20-001 | Medium |  | JSON/COBie/IFC | IfcElectricDistributionBoard | 7fa8e1c6-bbfd-4c90-9fc7-de5177593148 | assets[].operation_data.criticality | 07_IFC_Metadata_EAV | 7fa8e1c6-bbfd-4c90-9fc7-de5177593148
operation_data.expected_life_years | DTP_Template | 2026-06-05 | LOI_Operation_Maintenance | Component | Lighting Panel L20-001 | 15 |  | JSON/COBie/IFC | IfcElectricDistributionBoard | 7fa8e1c6-bbfd-4c90-9fc7-de5177593148 | assets[].operation_data.expected_life_years | 07_IFC_Metadata_EAV | 7fa8e1c6-bbfd-4c90-9fc7-de5177593148
operation_data.maintenance_strategy | DTP_Template | 2026-06-05 | LOI_Operation_Maintenance | Component | Lighting Panel L20-001 | preventive_and_condition_based |  | JSON/COBie/IFC | IfcElectricDistributionBoard | 7fa8e1c6-bbfd-4c90-9fc7-de5177593148 | assets[].operation_data.maintenance_strategy | 07_IFC_Metadata_EAV | 7fa8e1c6-bbfd-4c90-9fc7-de5177593148
operation_data.cmms_asset_id | DTP_Template | 2026-06-05 | LOI_Operation_Maintenance | Component | Lighting Panel L20-001 | CMMS-LP-L20-001 |  | JSON/COBie/IFC | IfcElectricDistributionBoard | 7fa8e1c6-bbfd-4c90-9fc7-de5177593148 | assets[].operation_data.cmms_asset_id | 07_IFC_Metadata_EAV | 7fa8e1c6-bbfd-4c90-9fc7-de5177593148
operation_data.spare_part_group | DTP_Template | 2026-06-05 | LOI_Operation_Maintenance | Component | Lighting Panel L20-001 | SPARE-LIGHTING-PANEL |  | JSON/COBie/IFC | IfcElectricDistributionBoard | 7fa8e1c6-bbfd-4c90-9fc7-de5177593148 | assets[].operation_data.spare_part_group | 07_IFC_Metadata_EAV | 7fa8e1c6-bbfd-4c90-9fc7-de5177593148
operation_data.manual_url | DTP_Template | 2026-06-05 | LOI_Operation_Maintenance | Component | Lighting Panel L20-001 | https://example.com/om_manuals/LP-L20-001.pdf |  | JSON/COBie/IFC | IfcElectricDistributionBoard | 7fa8e1c6-bbfd-4c90-9fc7-de5177593148 | assets[].operation_data.manual_url | 07_IFC_Metadata_EAV | 7fa8e1c6-bbfd-4c90-9fc7-de5177593148
digital_twin.dt_entity_type | DTP_Template | 2026-06-05 | DTP_Metadata | Component | Lighting Panel L20-001 | asset |  | JSON/COBie/IFC | IfcElectricDistributionBoard | 7fa8e1c6-bbfd-4c90-9fc7-de5177593148 | assets[].digital_twin.dt_entity_type | 07_IFC_Metadata_EAV | 7fa8e1c6-bbfd-4c90-9fc7-de5177593148
digital_twin.state_source | DTP_Template | 2026-06-05 | DTP_Metadata | Component | Lighting Panel L20-001 | BMS/IoT/CMMS |  | JSON/COBie/IFC | IfcElectricDistributionBoard | 7fa8e1c6-bbfd-4c90-9fc7-de5177593148 | assets[].digital_twin.state_source | 07_IFC_Metadata_EAV | 7fa8e1c6-bbfd-4c90-9fc7-de5177593148
digital_twin.realtime_enabled | DTP_Template | 2026-06-05 | DTP_Metadata | Component | Lighting Panel L20-001 | TRUE |  | JSON/COBie/IFC | IfcElectricDistributionBoard | 7fa8e1c6-bbfd-4c90-9fc7-de5177593148 | assets[].digital_twin.realtime_enabled | 07_IFC_Metadata_EAV | 7fa8e1c6-bbfd-4c90-9fc7-de5177593148
digital_twin.history_enabled | DTP_Template | 2026-06-05 | DTP_Metadata | Component | Lighting Panel L20-001 | TRUE |  | JSON/COBie/IFC | IfcElectricDistributionBoard | 7fa8e1c6-bbfd-4c90-9fc7-de5177593148 | assets[].digital_twin.history_enabled | 07_IFC_Metadata_EAV | 7fa8e1c6-bbfd-4c90-9fc7-de5177593148
digital_twin.visual_selectable | DTP_Template | 2026-06-05 | DTP_Metadata | Component | Lighting Panel L20-001 | TRUE |  | JSON/COBie/IFC | IfcElectricDistributionBoard | 7fa8e1c6-bbfd-4c90-9fc7-de5177593148 | assets[].digital_twin.visual_selectable | 07_IFC_Metadata_EAV | 7fa8e1c6-bbfd-4c90-9fc7-de5177593148
digital_twin.visual_highlight_layer | DTP_Template | 2026-06-05 | DTP_Metadata | Component | Lighting Panel L20-001 | LAYER-ASSET-ELECTRICAL |  | JSON/COBie/IFC | IfcElectricDistributionBoard | 7fa8e1c6-bbfd-4c90-9fc7-de5177593148 | assets[].digital_twin.visual_highlight_layer | 07_IFC_Metadata_EAV | 7fa8e1c6-bbfd-4c90-9fc7-de5177593148
tags[0] | DTP_Template | 2026-06-05 | Asset_Metadata | Component | Lighting Panel L20-001 | electrical |  | JSON/COBie/IFC | IfcElectricDistributionBoard | 7fa8e1c6-bbfd-4c90-9fc7-de5177593148 | assets[].tags[0] | 07_IFC_Metadata_EAV | 7fa8e1c6-bbfd-4c90-9fc7-de5177593148
tags[1] | DTP_Template | 2026-06-05 | Asset_Metadata | Component | Lighting Panel L20-001 | lighting_panel |  | JSON/COBie/IFC | IfcElectricDistributionBoard | 7fa8e1c6-bbfd-4c90-9fc7-de5177593148 | assets[].tags[1] | 07_IFC_Metadata_EAV | 7fa8e1c6-bbfd-4c90-9fc7-de5177593148
tags[2] | DTP_Template | 2026-06-05 | Asset_Metadata | Component | Lighting Panel L20-001 | lp |  | JSON/COBie/IFC | IfcElectricDistributionBoard | 7fa8e1c6-bbfd-4c90-9fc7-de5177593148 | assets[].tags[2] | 07_IFC_Metadata_EAV | 7fa8e1c6-bbfd-4c90-9fc7-de5177593148
asset_id | DTP_Template | 2026-06-05 | Asset_Metadata | Component | Main Fire Pump 01 | FIRE-PUMP-001 |  | JSON/COBie/IFC | IfcFlowMovingDevice | 04330da6-50e9-4b75-b45a-e9f692abb4a0 | assets[].asset_id | 07_IFC_Metadata_EAV | 04330da6-50e9-4b75-b45a-e9f692abb4a0
asset_name | DTP_Template | 2026-06-05 | Asset_Metadata | Component | Main Fire Pump 01 | Main Fire Pump 01 |  | JSON/COBie/IFC | IfcFlowMovingDevice | 04330da6-50e9-4b75-b45a-e9f692abb4a0 | assets[].asset_name | 07_IFC_Metadata_EAV | 04330da6-50e9-4b75-b45a-e9f692abb4a0
asset_status | DTP_Template | 2026-06-05 | Asset_Metadata | Component | Main Fire Pump 01 | in_service |  | JSON/COBie/IFC | IfcFlowMovingDevice | 04330da6-50e9-4b75-b45a-e9f692abb4a0 | assets[].asset_status | 07_IFC_Metadata_EAV | 04330da6-50e9-4b75-b45a-e9f692abb4a0
system | DTP_Template | 2026-06-05 | Asset_Metadata | Component | Main Fire Pump 01 | Fire Fighting |  | JSON/COBie/IFC | IfcFlowMovingDevice | 04330da6-50e9-4b75-b45a-e9f692abb4a0 | assets[].system | 07_IFC_Metadata_EAV | 04330da6-50e9-4b75-b45a-e9f692abb4a0
discipline | DTP_Template | 2026-06-05 | Asset_Metadata | Component | Main Fire Pump 01 | MEP |  | JSON/COBie/IFC | IfcFlowMovingDevice | 04330da6-50e9-4b75-b45a-e9f692abb4a0 | assets[].discipline | 07_IFC_Metadata_EAV | 04330da6-50e9-4b75-b45a-e9f692abb4a0
category | DTP_Template | 2026-06-05 | Asset_Metadata | Component | Main Fire Pump 01 | Pump |  | JSON/COBie/IFC | IfcFlowMovingDevice | 04330da6-50e9-4b75-b45a-e9f692abb4a0 | assets[].category | 07_IFC_Metadata_EAV | 04330da6-50e9-4b75-b45a-e9f692abb4a0
asset_type | DTP_Template | 2026-06-05 | Asset_Metadata | Component | Main Fire Pump 01 | MainFirePump |  | JSON/COBie/IFC | IfcFlowMovingDevice | 04330da6-50e9-4b75-b45a-e9f692abb4a0 | assets[].asset_type | 07_IFC_Metadata_EAV | 04330da6-50e9-4b75-b45a-e9f692abb4a0
classification.uniclass_code | DTP_Template | 2026-06-05 | LOI_Classification | Component | Main Fire Pump 01 | placeholder |  | JSON/COBie/IFC | IfcFlowMovingDevice | 04330da6-50e9-4b75-b45a-e9f692abb4a0 | assets[].classification.uniclass_code | 07_IFC_Metadata_EAV | 04330da6-50e9-4b75-b45a-e9f692abb4a0
classification.omniclass_code | DTP_Template | 2026-06-05 | LOI_Classification | Component | Main Fire Pump 01 | placeholder |  | JSON/COBie/IFC | IfcFlowMovingDevice | 04330da6-50e9-4b75-b45a-e9f692abb4a0 | assets[].classification.omniclass_code | 07_IFC_Metadata_EAV | 04330da6-50e9-4b75-b45a-e9f692abb4a0
classification.local_classification | DTP_Template | 2026-06-05 | LOI_Classification | Component | Main Fire Pump 01 | Fire Fighting/Pump/MainFirePump |  | JSON/COBie/IFC | IfcFlowMovingDevice | 04330da6-50e9-4b75-b45a-e9f692abb4a0 | assets[].classification.local_classification | 07_IFC_Metadata_EAV | 04330da6-50e9-4b75-b45a-e9f692abb4a0
location.facility_id | DTP_Template | 2026-06-05 | LOI_Location | Component | Main Fire Pump 01 | FAC-OFFICE-TOWER-A |  | JSON/COBie/IFC | IfcFlowMovingDevice | 04330da6-50e9-4b75-b45a-e9f692abb4a0 | assets[].location.facility_id | 07_IFC_Metadata_EAV | 04330da6-50e9-4b75-b45a-e9f692abb4a0
location.floor_id | DTP_Template | 2026-06-05 | LOI_Location | Component | Main Fire Pump 01 | FL-B1 |  | JSON/COBie/IFC | IfcFlowMovingDevice | 04330da6-50e9-4b75-b45a-e9f692abb4a0 | assets[].location.floor_id | 07_IFC_Metadata_EAV | 04330da6-50e9-4b75-b45a-e9f692abb4a0
location.space_id | DTP_Template | 2026-06-05 | LOI_Location | Component | Main Fire Pump 01 | SP-B1-FIRE-PUMP |  | JSON/COBie/IFC | IfcFlowMovingDevice | 04330da6-50e9-4b75-b45a-e9f692abb4a0 | assets[].location.space_id | 07_IFC_Metadata_EAV | 04330da6-50e9-4b75-b45a-e9f692abb4a0
location.zone_id | DTP_Template | 2026-06-05 | LOI_Location | Component | Main Fire Pump 01 | ZONE-FIRE-B1 |  | JSON/COBie/IFC | IfcFlowMovingDevice | 04330da6-50e9-4b75-b45a-e9f692abb4a0 | assets[].location.zone_id | 07_IFC_Metadata_EAV | 04330da6-50e9-4b75-b45a-e9f692abb4a0
bim_mapping.ifc_guid | DTP_Template | 2026-06-05 | IFC_Core | Component | Main Fire Pump 01 | 04330da6-50e9-4b75-b45a-e9f692abb4a0 |  | JSON/COBie/IFC | IfcFlowMovingDevice | 04330da6-50e9-4b75-b45a-e9f692abb4a0 | assets[].bim_mapping.ifc_guid | 07_IFC_Metadata_EAV | 04330da6-50e9-4b75-b45a-e9f692abb4a0
bim_mapping.ifc_entity | DTP_Template | 2026-06-05 | IFC_Core | Component | Main Fire Pump 01 | IfcFlowMovingDevice |  | JSON/COBie/IFC | IfcFlowMovingDevice | 04330da6-50e9-4b75-b45a-e9f692abb4a0 | assets[].bim_mapping.ifc_entity | 07_IFC_Metadata_EAV | 04330da6-50e9-4b75-b45a-e9f692abb4a0
bim_mapping.ifc_name | DTP_Template | 2026-06-05 | IFC_Core | Component | Main Fire Pump 01 | Main Fire Pump 01 |  | JSON/COBie/IFC | IfcFlowMovingDevice | 04330da6-50e9-4b75-b45a-e9f692abb4a0 | assets[].bim_mapping.ifc_name | 07_IFC_Metadata_EAV | 04330da6-50e9-4b75-b45a-e9f692abb4a0
bim_mapping.source_model_id | DTP_Template | 2026-06-05 | IFC_Core | Component | Main Fire Pump 01 | IFC-MEP-001 |  | JSON/COBie/IFC | IfcFlowMovingDevice | 04330da6-50e9-4b75-b45a-e9f692abb4a0 | assets[].bim_mapping.source_model_id | 07_IFC_Metadata_EAV | 04330da6-50e9-4b75-b45a-e9f692abb4a0
bim_mapping.global_id_locked | DTP_Template | 2026-06-05 | IFC_Core | Component | Main Fire Pump 01 | TRUE |  | JSON/COBie/IFC | IfcFlowMovingDevice | 04330da6-50e9-4b75-b45a-e9f692abb4a0 | assets[].bim_mapping.global_id_locked | 07_IFC_Metadata_EAV | 04330da6-50e9-4b75-b45a-e9f692abb4a0
cobie_mapping.component_name | DTP_Template | 2026-06-05 | Asset_Metadata | Component | Main Fire Pump 01 | FIRE-PUMP-001 |  | JSON/COBie/IFC | IfcFlowMovingDevice | 04330da6-50e9-4b75-b45a-e9f692abb4a0 | assets[].cobie_mapping.component_name | 07_IFC_Metadata_EAV | 04330da6-50e9-4b75-b45a-e9f692abb4a0
cobie_mapping.type_name | DTP_Template | 2026-06-05 | Asset_Metadata | Component | Main Fire Pump 01 | MainFirePump |  | JSON/COBie/IFC | IfcFlowMovingDevice | 04330da6-50e9-4b75-b45a-e9f692abb4a0 | assets[].cobie_mapping.type_name | 07_IFC_Metadata_EAV | 04330da6-50e9-4b75-b45a-e9f692abb4a0
cobie_mapping.system_name | DTP_Template | 2026-06-05 | Asset_Metadata | Component | Main Fire Pump 01 | Fire Fighting |  | JSON/COBie/IFC | IfcFlowMovingDevice | 04330da6-50e9-4b75-b45a-e9f692abb4a0 | assets[].cobie_mapping.system_name | 07_IFC_Metadata_EAV | 04330da6-50e9-4b75-b45a-e9f692abb4a0
cobie_mapping.space_name | DTP_Template | 2026-06-05 | Asset_Metadata | Component | Main Fire Pump 01 | SP-B1-FIRE-PUMP |  | JSON/COBie/IFC | IfcFlowMovingDevice | 04330da6-50e9-4b75-b45a-e9f692abb4a0 | assets[].cobie_mapping.space_name | 07_IFC_Metadata_EAV | 04330da6-50e9-4b75-b45a-e9f692abb4a0
manufacturer_data.manufacturer | DTP_Template | 2026-06-05 | LOI_Manufacturer | Component | Main Fire Pump 01 | Generic Manufacturer |  | JSON/COBie/IFC | IfcFlowMovingDevice | 04330da6-50e9-4b75-b45a-e9f692abb4a0 | assets[].manufacturer_data.manufacturer | 07_IFC_Metadata_EAV | 04330da6-50e9-4b75-b45a-e9f692abb4a0
manufacturer_data.model | DTP_Template | 2026-06-05 | LOI_Manufacturer | Component | Main Fire Pump 01 | Model-Placeholder |  | JSON/COBie/IFC | IfcFlowMovingDevice | 04330da6-50e9-4b75-b45a-e9f692abb4a0 | assets[].manufacturer_data.model | 07_IFC_Metadata_EAV | 04330da6-50e9-4b75-b45a-e9f692abb4a0
manufacturer_data.serial_number | DTP_Template | 2026-06-05 | LOI_Manufacturer | Component | Main Fire Pump 01 | SN-FIRE-PUMP-001 |  | JSON/COBie/IFC | IfcFlowMovingDevice | 04330da6-50e9-4b75-b45a-e9f692abb4a0 | assets[].manufacturer_data.serial_number | 07_IFC_Metadata_EAV | 04330da6-50e9-4b75-b45a-e9f692abb4a0
manufacturer_data.installation_date | DTP_Template | 2026-06-05 | LOI_Manufacturer | Component | Main Fire Pump 01 | 2026-05-15 |  | JSON/COBie/IFC | IfcFlowMovingDevice | 04330da6-50e9-4b75-b45a-e9f692abb4a0 | assets[].manufacturer_data.installation_date | 07_IFC_Metadata_EAV | 04330da6-50e9-4b75-b45a-e9f692abb4a0
manufacturer_data.warranty_start_date | DTP_Template | 2026-06-05 | LOI_Manufacturer | Component | Main Fire Pump 01 | 2026-06-01 |  | JSON/COBie/IFC | IfcFlowMovingDevice | 04330da6-50e9-4b75-b45a-e9f692abb4a0 | assets[].manufacturer_data.warranty_start_date | 07_IFC_Metadata_EAV | 04330da6-50e9-4b75-b45a-e9f692abb4a0
manufacturer_data.warranty_end_date | DTP_Template | 2026-06-05 | LOI_Manufacturer | Component | Main Fire Pump 01 | 2028-06-01 |  | JSON/COBie/IFC | IfcFlowMovingDevice | 04330da6-50e9-4b75-b45a-e9f692abb4a0 | assets[].manufacturer_data.warranty_end_date | 07_IFC_Metadata_EAV | 04330da6-50e9-4b75-b45a-e9f692abb4a0
operation_data.maintainable | DTP_Template | 2026-06-05 | LOI_Operation_Maintenance | Component | Main Fire Pump 01 | TRUE |  | JSON/COBie/IFC | IfcFlowMovingDevice | 04330da6-50e9-4b75-b45a-e9f692abb4a0 | assets[].operation_data.maintainable | 07_IFC_Metadata_EAV | 04330da6-50e9-4b75-b45a-e9f692abb4a0
operation_data.criticality | DTP_Template | 2026-06-05 | LOI_Operation_Maintenance | Component | Main Fire Pump 01 | High |  | JSON/COBie/IFC | IfcFlowMovingDevice | 04330da6-50e9-4b75-b45a-e9f692abb4a0 | assets[].operation_data.criticality | 07_IFC_Metadata_EAV | 04330da6-50e9-4b75-b45a-e9f692abb4a0
operation_data.expected_life_years | DTP_Template | 2026-06-05 | LOI_Operation_Maintenance | Component | Main Fire Pump 01 | 15 |  | JSON/COBie/IFC | IfcFlowMovingDevice | 04330da6-50e9-4b75-b45a-e9f692abb4a0 | assets[].operation_data.expected_life_years | 07_IFC_Metadata_EAV | 04330da6-50e9-4b75-b45a-e9f692abb4a0
operation_data.maintenance_strategy | DTP_Template | 2026-06-05 | LOI_Operation_Maintenance | Component | Main Fire Pump 01 | preventive_and_condition_based |  | JSON/COBie/IFC | IfcFlowMovingDevice | 04330da6-50e9-4b75-b45a-e9f692abb4a0 | assets[].operation_data.maintenance_strategy | 07_IFC_Metadata_EAV | 04330da6-50e9-4b75-b45a-e9f692abb4a0
operation_data.cmms_asset_id | DTP_Template | 2026-06-05 | LOI_Operation_Maintenance | Component | Main Fire Pump 01 | CMMS-FIRE-PUMP-001 |  | JSON/COBie/IFC | IfcFlowMovingDevice | 04330da6-50e9-4b75-b45a-e9f692abb4a0 | assets[].operation_data.cmms_asset_id | 07_IFC_Metadata_EAV | 04330da6-50e9-4b75-b45a-e9f692abb4a0
operation_data.spare_part_group | DTP_Template | 2026-06-05 | LOI_Operation_Maintenance | Component | Main Fire Pump 01 | SPARE-PUMP |  | JSON/COBie/IFC | IfcFlowMovingDevice | 04330da6-50e9-4b75-b45a-e9f692abb4a0 | assets[].operation_data.spare_part_group | 07_IFC_Metadata_EAV | 04330da6-50e9-4b75-b45a-e9f692abb4a0
operation_data.manual_url | DTP_Template | 2026-06-05 | LOI_Operation_Maintenance | Component | Main Fire Pump 01 | https://example.com/om_manuals/FIRE-PUMP-001.pdf |  | JSON/COBie/IFC | IfcFlowMovingDevice | 04330da6-50e9-4b75-b45a-e9f692abb4a0 | assets[].operation_data.manual_url | 07_IFC_Metadata_EAV | 04330da6-50e9-4b75-b45a-e9f692abb4a0
digital_twin.dt_entity_type | DTP_Template | 2026-06-05 | DTP_Metadata | Component | Main Fire Pump 01 | asset |  | JSON/COBie/IFC | IfcFlowMovingDevice | 04330da6-50e9-4b75-b45a-e9f692abb4a0 | assets[].digital_twin.dt_entity_type | 07_IFC_Metadata_EAV | 04330da6-50e9-4b75-b45a-e9f692abb4a0
digital_twin.state_source | DTP_Template | 2026-06-05 | DTP_Metadata | Component | Main Fire Pump 01 | BMS/IoT/CMMS |  | JSON/COBie/IFC | IfcFlowMovingDevice | 04330da6-50e9-4b75-b45a-e9f692abb4a0 | assets[].digital_twin.state_source | 07_IFC_Metadata_EAV | 04330da6-50e9-4b75-b45a-e9f692abb4a0
digital_twin.realtime_enabled | DTP_Template | 2026-06-05 | DTP_Metadata | Component | Main Fire Pump 01 | TRUE |  | JSON/COBie/IFC | IfcFlowMovingDevice | 04330da6-50e9-4b75-b45a-e9f692abb4a0 | assets[].digital_twin.realtime_enabled | 07_IFC_Metadata_EAV | 04330da6-50e9-4b75-b45a-e9f692abb4a0
digital_twin.history_enabled | DTP_Template | 2026-06-05 | DTP_Metadata | Component | Main Fire Pump 01 | TRUE |  | JSON/COBie/IFC | IfcFlowMovingDevice | 04330da6-50e9-4b75-b45a-e9f692abb4a0 | assets[].digital_twin.history_enabled | 07_IFC_Metadata_EAV | 04330da6-50e9-4b75-b45a-e9f692abb4a0
digital_twin.visual_selectable | DTP_Template | 2026-06-05 | DTP_Metadata | Component | Main Fire Pump 01 | TRUE |  | JSON/COBie/IFC | IfcFlowMovingDevice | 04330da6-50e9-4b75-b45a-e9f692abb4a0 | assets[].digital_twin.visual_selectable | 07_IFC_Metadata_EAV | 04330da6-50e9-4b75-b45a-e9f692abb4a0
digital_twin.visual_highlight_layer | DTP_Template | 2026-06-05 | DTP_Metadata | Component | Main Fire Pump 01 | LAYER-ASSET-FIRE-FIGHTING |  | JSON/COBie/IFC | IfcFlowMovingDevice | 04330da6-50e9-4b75-b45a-e9f692abb4a0 | assets[].digital_twin.visual_highlight_layer | 07_IFC_Metadata_EAV | 04330da6-50e9-4b75-b45a-e9f692abb4a0
tags[0] | DTP_Template | 2026-06-05 | Asset_Metadata | Component | Main Fire Pump 01 | fire_fighting |  | JSON/COBie/IFC | IfcFlowMovingDevice | 04330da6-50e9-4b75-b45a-e9f692abb4a0 | assets[].tags[0] | 07_IFC_Metadata_EAV | 04330da6-50e9-4b75-b45a-e9f692abb4a0
tags[1] | DTP_Template | 2026-06-05 | Asset_Metadata | Component | Main Fire Pump 01 | pump |  | JSON/COBie/IFC | IfcFlowMovingDevice | 04330da6-50e9-4b75-b45a-e9f692abb4a0 | assets[].tags[1] | 07_IFC_Metadata_EAV | 04330da6-50e9-4b75-b45a-e9f692abb4a0
tags[2] | DTP_Template | 2026-06-05 | Asset_Metadata | Component | Main Fire Pump 01 | mainfirepump |  | JSON/COBie/IFC | IfcFlowMovingDevice | 04330da6-50e9-4b75-b45a-e9f692abb4a0 | assets[].tags[2] | 07_IFC_Metadata_EAV | 04330da6-50e9-4b75-b45a-e9f692abb4a0
asset_id | DTP_Template | 2026-06-05 | Asset_Metadata | Component | Jockey Pump 01 | JOCKEY-PUMP-001 |  | JSON/COBie/IFC | IfcFlowMovingDevice | ba44cd47-a556-4098-8ef7-931f3cbb4568 | assets[].asset_id | 07_IFC_Metadata_EAV | ba44cd47-a556-4098-8ef7-931f3cbb4568
asset_name | DTP_Template | 2026-06-05 | Asset_Metadata | Component | Jockey Pump 01 | Jockey Pump 01 |  | JSON/COBie/IFC | IfcFlowMovingDevice | ba44cd47-a556-4098-8ef7-931f3cbb4568 | assets[].asset_name | 07_IFC_Metadata_EAV | ba44cd47-a556-4098-8ef7-931f3cbb4568
asset_status | DTP_Template | 2026-06-05 | Asset_Metadata | Component | Jockey Pump 01 | in_service |  | JSON/COBie/IFC | IfcFlowMovingDevice | ba44cd47-a556-4098-8ef7-931f3cbb4568 | assets[].asset_status | 07_IFC_Metadata_EAV | ba44cd47-a556-4098-8ef7-931f3cbb4568
system | DTP_Template | 2026-06-05 | Asset_Metadata | Component | Jockey Pump 01 | Fire Fighting |  | JSON/COBie/IFC | IfcFlowMovingDevice | ba44cd47-a556-4098-8ef7-931f3cbb4568 | assets[].system | 07_IFC_Metadata_EAV | ba44cd47-a556-4098-8ef7-931f3cbb4568
discipline | DTP_Template | 2026-06-05 | Asset_Metadata | Component | Jockey Pump 01 | MEP |  | JSON/COBie/IFC | IfcFlowMovingDevice | ba44cd47-a556-4098-8ef7-931f3cbb4568 | assets[].discipline | 07_IFC_Metadata_EAV | ba44cd47-a556-4098-8ef7-931f3cbb4568
category | DTP_Template | 2026-06-05 | Asset_Metadata | Component | Jockey Pump 01 | Pump |  | JSON/COBie/IFC | IfcFlowMovingDevice | ba44cd47-a556-4098-8ef7-931f3cbb4568 | assets[].category | 07_IFC_Metadata_EAV | ba44cd47-a556-4098-8ef7-931f3cbb4568
asset_type | DTP_Template | 2026-06-05 | Asset_Metadata | Component | Jockey Pump 01 | JockeyPump |  | JSON/COBie/IFC | IfcFlowMovingDevice | ba44cd47-a556-4098-8ef7-931f3cbb4568 | assets[].asset_type | 07_IFC_Metadata_EAV | ba44cd47-a556-4098-8ef7-931f3cbb4568
classification.uniclass_code | DTP_Template | 2026-06-05 | LOI_Classification | Component | Jockey Pump 01 | placeholder |  | JSON/COBie/IFC | IfcFlowMovingDevice | ba44cd47-a556-4098-8ef7-931f3cbb4568 | assets[].classification.uniclass_code | 07_IFC_Metadata_EAV | ba44cd47-a556-4098-8ef7-931f3cbb4568
classification.omniclass_code | DTP_Template | 2026-06-05 | LOI_Classification | Component | Jockey Pump 01 | placeholder |  | JSON/COBie/IFC | IfcFlowMovingDevice | ba44cd47-a556-4098-8ef7-931f3cbb4568 | assets[].classification.omniclass_code | 07_IFC_Metadata_EAV | ba44cd47-a556-4098-8ef7-931f3cbb4568
classification.local_classification | DTP_Template | 2026-06-05 | LOI_Classification | Component | Jockey Pump 01 | Fire Fighting/Pump/JockeyPump |  | JSON/COBie/IFC | IfcFlowMovingDevice | ba44cd47-a556-4098-8ef7-931f3cbb4568 | assets[].classification.local_classification | 07_IFC_Metadata_EAV | ba44cd47-a556-4098-8ef7-931f3cbb4568
location.facility_id | DTP_Template | 2026-06-05 | LOI_Location | Component | Jockey Pump 01 | FAC-OFFICE-TOWER-A |  | JSON/COBie/IFC | IfcFlowMovingDevice | ba44cd47-a556-4098-8ef7-931f3cbb4568 | assets[].location.facility_id | 07_IFC_Metadata_EAV | ba44cd47-a556-4098-8ef7-931f3cbb4568
location.floor_id | DTP_Template | 2026-06-05 | LOI_Location | Component | Jockey Pump 01 | FL-B1 |  | JSON/COBie/IFC | IfcFlowMovingDevice | ba44cd47-a556-4098-8ef7-931f3cbb4568 | assets[].location.floor_id | 07_IFC_Metadata_EAV | ba44cd47-a556-4098-8ef7-931f3cbb4568
location.space_id | DTP_Template | 2026-06-05 | LOI_Location | Component | Jockey Pump 01 | SP-B1-FIRE-PUMP |  | JSON/COBie/IFC | IfcFlowMovingDevice | ba44cd47-a556-4098-8ef7-931f3cbb4568 | assets[].location.space_id | 07_IFC_Metadata_EAV | ba44cd47-a556-4098-8ef7-931f3cbb4568
location.zone_id | DTP_Template | 2026-06-05 | LOI_Location | Component | Jockey Pump 01 | ZONE-FIRE-B1 |  | JSON/COBie/IFC | IfcFlowMovingDevice | ba44cd47-a556-4098-8ef7-931f3cbb4568 | assets[].location.zone_id | 07_IFC_Metadata_EAV | ba44cd47-a556-4098-8ef7-931f3cbb4568
bim_mapping.ifc_guid | DTP_Template | 2026-06-05 | IFC_Core | Component | Jockey Pump 01 | ba44cd47-a556-4098-8ef7-931f3cbb4568 |  | JSON/COBie/IFC | IfcFlowMovingDevice | ba44cd47-a556-4098-8ef7-931f3cbb4568 | assets[].bim_mapping.ifc_guid | 07_IFC_Metadata_EAV | ba44cd47-a556-4098-8ef7-931f3cbb4568
bim_mapping.ifc_entity | DTP_Template | 2026-06-05 | IFC_Core | Component | Jockey Pump 01 | IfcFlowMovingDevice |  | JSON/COBie/IFC | IfcFlowMovingDevice | ba44cd47-a556-4098-8ef7-931f3cbb4568 | assets[].bim_mapping.ifc_entity | 07_IFC_Metadata_EAV | ba44cd47-a556-4098-8ef7-931f3cbb4568
bim_mapping.ifc_name | DTP_Template | 2026-06-05 | IFC_Core | Component | Jockey Pump 01 | Jockey Pump 01 |  | JSON/COBie/IFC | IfcFlowMovingDevice | ba44cd47-a556-4098-8ef7-931f3cbb4568 | assets[].bim_mapping.ifc_name | 07_IFC_Metadata_EAV | ba44cd47-a556-4098-8ef7-931f3cbb4568
bim_mapping.source_model_id | DTP_Template | 2026-06-05 | IFC_Core | Component | Jockey Pump 01 | IFC-MEP-001 |  | JSON/COBie/IFC | IfcFlowMovingDevice | ba44cd47-a556-4098-8ef7-931f3cbb4568 | assets[].bim_mapping.source_model_id | 07_IFC_Metadata_EAV | ba44cd47-a556-4098-8ef7-931f3cbb4568
bim_mapping.global_id_locked | DTP_Template | 2026-06-05 | IFC_Core | Component | Jockey Pump 01 | TRUE |  | JSON/COBie/IFC | IfcFlowMovingDevice | ba44cd47-a556-4098-8ef7-931f3cbb4568 | assets[].bim_mapping.global_id_locked | 07_IFC_Metadata_EAV | ba44cd47-a556-4098-8ef7-931f3cbb4568
cobie_mapping.component_name | DTP_Template | 2026-06-05 | Asset_Metadata | Component | Jockey Pump 01 | JOCKEY-PUMP-001 |  | JSON/COBie/IFC | IfcFlowMovingDevice | ba44cd47-a556-4098-8ef7-931f3cbb4568 | assets[].cobie_mapping.component_name | 07_IFC_Metadata_EAV | ba44cd47-a556-4098-8ef7-931f3cbb4568
cobie_mapping.type_name | DTP_Template | 2026-06-05 | Asset_Metadata | Component | Jockey Pump 01 | JockeyPump |  | JSON/COBie/IFC | IfcFlowMovingDevice | ba44cd47-a556-4098-8ef7-931f3cbb4568 | assets[].cobie_mapping.type_name | 07_IFC_Metadata_EAV | ba44cd47-a556-4098-8ef7-931f3cbb4568
cobie_mapping.system_name | DTP_Template | 2026-06-05 | Asset_Metadata | Component | Jockey Pump 01 | Fire Fighting |  | JSON/COBie/IFC | IfcFlowMovingDevice | ba44cd47-a556-4098-8ef7-931f3cbb4568 | assets[].cobie_mapping.system_name | 07_IFC_Metadata_EAV | ba44cd47-a556-4098-8ef7-931f3cbb4568
cobie_mapping.space_name | DTP_Template | 2026-06-05 | Asset_Metadata | Component | Jockey Pump 01 | SP-B1-FIRE-PUMP |  | JSON/COBie/IFC | IfcFlowMovingDevice | ba44cd47-a556-4098-8ef7-931f3cbb4568 | assets[].cobie_mapping.space_name | 07_IFC_Metadata_EAV | ba44cd47-a556-4098-8ef7-931f3cbb4568
manufacturer_data.manufacturer | DTP_Template | 2026-06-05 | LOI_Manufacturer | Component | Jockey Pump 01 | Generic Manufacturer |  | JSON/COBie/IFC | IfcFlowMovingDevice | ba44cd47-a556-4098-8ef7-931f3cbb4568 | assets[].manufacturer_data.manufacturer | 07_IFC_Metadata_EAV | ba44cd47-a556-4098-8ef7-931f3cbb4568
manufacturer_data.model | DTP_Template | 2026-06-05 | LOI_Manufacturer | Component | Jockey Pump 01 | Model-Placeholder |  | JSON/COBie/IFC | IfcFlowMovingDevice | ba44cd47-a556-4098-8ef7-931f3cbb4568 | assets[].manufacturer_data.model | 07_IFC_Metadata_EAV | ba44cd47-a556-4098-8ef7-931f3cbb4568
manufacturer_data.serial_number | DTP_Template | 2026-06-05 | LOI_Manufacturer | Component | Jockey Pump 01 | SN-JOCKEY-PUMP-001 |  | JSON/COBie/IFC | IfcFlowMovingDevice | ba44cd47-a556-4098-8ef7-931f3cbb4568 | assets[].manufacturer_data.serial_number | 07_IFC_Metadata_EAV | ba44cd47-a556-4098-8ef7-931f3cbb4568
manufacturer_data.installation_date | DTP_Template | 2026-06-05 | LOI_Manufacturer | Component | Jockey Pump 01 | 2026-05-15 |  | JSON/COBie/IFC | IfcFlowMovingDevice | ba44cd47-a556-4098-8ef7-931f3cbb4568 | assets[].manufacturer_data.installation_date | 07_IFC_Metadata_EAV | ba44cd47-a556-4098-8ef7-931f3cbb4568
manufacturer_data.warranty_start_date | DTP_Template | 2026-06-05 | LOI_Manufacturer | Component | Jockey Pump 01 | 2026-06-01 |  | JSON/COBie/IFC | IfcFlowMovingDevice | ba44cd47-a556-4098-8ef7-931f3cbb4568 | assets[].manufacturer_data.warranty_start_date | 07_IFC_Metadata_EAV | ba44cd47-a556-4098-8ef7-931f3cbb4568
manufacturer_data.warranty_end_date | DTP_Template | 2026-06-05 | LOI_Manufacturer | Component | Jockey Pump 01 | 2028-06-01 |  | JSON/COBie/IFC | IfcFlowMovingDevice | ba44cd47-a556-4098-8ef7-931f3cbb4568 | assets[].manufacturer_data.warranty_end_date | 07_IFC_Metadata_EAV | ba44cd47-a556-4098-8ef7-931f3cbb4568
operation_data.maintainable | DTP_Template | 2026-06-05 | LOI_Operation_Maintenance | Component | Jockey Pump 01 | TRUE |  | JSON/COBie/IFC | IfcFlowMovingDevice | ba44cd47-a556-4098-8ef7-931f3cbb4568 | assets[].operation_data.maintainable | 07_IFC_Metadata_EAV | ba44cd47-a556-4098-8ef7-931f3cbb4568
operation_data.criticality | DTP_Template | 2026-06-05 | LOI_Operation_Maintenance | Component | Jockey Pump 01 | High |  | JSON/COBie/IFC | IfcFlowMovingDevice | ba44cd47-a556-4098-8ef7-931f3cbb4568 | assets[].operation_data.criticality | 07_IFC_Metadata_EAV | ba44cd47-a556-4098-8ef7-931f3cbb4568
operation_data.expected_life_years | DTP_Template | 2026-06-05 | LOI_Operation_Maintenance | Component | Jockey Pump 01 | 15 |  | JSON/COBie/IFC | IfcFlowMovingDevice | ba44cd47-a556-4098-8ef7-931f3cbb4568 | assets[].operation_data.expected_life_years | 07_IFC_Metadata_EAV | ba44cd47-a556-4098-8ef7-931f3cbb4568
operation_data.maintenance_strategy | DTP_Template | 2026-06-05 | LOI_Operation_Maintenance | Component | Jockey Pump 01 | preventive_and_condition_based |  | JSON/COBie/IFC | IfcFlowMovingDevice | ba44cd47-a556-4098-8ef7-931f3cbb4568 | assets[].operation_data.maintenance_strategy | 07_IFC_Metadata_EAV | ba44cd47-a556-4098-8ef7-931f3cbb4568
operation_data.cmms_asset_id | DTP_Template | 2026-06-05 | LOI_Operation_Maintenance | Component | Jockey Pump 01 | CMMS-JOCKEY-PUMP-001 |  | JSON/COBie/IFC | IfcFlowMovingDevice | ba44cd47-a556-4098-8ef7-931f3cbb4568 | assets[].operation_data.cmms_asset_id | 07_IFC_Metadata_EAV | ba44cd47-a556-4098-8ef7-931f3cbb4568
operation_data.spare_part_group | DTP_Template | 2026-06-05 | LOI_Operation_Maintenance | Component | Jockey Pump 01 | SPARE-PUMP |  | JSON/COBie/IFC | IfcFlowMovingDevice | ba44cd47-a556-4098-8ef7-931f3cbb4568 | assets[].operation_data.spare_part_group | 07_IFC_Metadata_EAV | ba44cd47-a556-4098-8ef7-931f3cbb4568
operation_data.manual_url | DTP_Template | 2026-06-05 | LOI_Operation_Maintenance | Component | Jockey Pump 01 | https://example.com/om_manuals/JOCKEY-PUMP-001.pdf |  | JSON/COBie/IFC | IfcFlowMovingDevice | ba44cd47-a556-4098-8ef7-931f3cbb4568 | assets[].operation_data.manual_url | 07_IFC_Metadata_EAV | ba44cd47-a556-4098-8ef7-931f3cbb4568
digital_twin.dt_entity_type | DTP_Template | 2026-06-05 | DTP_Metadata | Component | Jockey Pump 01 | asset |  | JSON/COBie/IFC | IfcFlowMovingDevice | ba44cd47-a556-4098-8ef7-931f3cbb4568 | assets[].digital_twin.dt_entity_type | 07_IFC_Metadata_EAV | ba44cd47-a556-4098-8ef7-931f3cbb4568
digital_twin.state_source | DTP_Template | 2026-06-05 | DTP_Metadata | Component | Jockey Pump 01 | BMS/IoT/CMMS |  | JSON/COBie/IFC | IfcFlowMovingDevice | ba44cd47-a556-4098-8ef7-931f3cbb4568 | assets[].digital_twin.state_source | 07_IFC_Metadata_EAV | ba44cd47-a556-4098-8ef7-931f3cbb4568
digital_twin.realtime_enabled | DTP_Template | 2026-06-05 | DTP_Metadata | Component | Jockey Pump 01 | TRUE |  | JSON/COBie/IFC | IfcFlowMovingDevice | ba44cd47-a556-4098-8ef7-931f3cbb4568 | assets[].digital_twin.realtime_enabled | 07_IFC_Metadata_EAV | ba44cd47-a556-4098-8ef7-931f3cbb4568
digital_twin.history_enabled | DTP_Template | 2026-06-05 | DTP_Metadata | Component | Jockey Pump 01 | TRUE |  | JSON/COBie/IFC | IfcFlowMovingDevice | ba44cd47-a556-4098-8ef7-931f3cbb4568 | assets[].digital_twin.history_enabled | 07_IFC_Metadata_EAV | ba44cd47-a556-4098-8ef7-931f3cbb4568
digital_twin.visual_selectable | DTP_Template | 2026-06-05 | DTP_Metadata | Component | Jockey Pump 01 | TRUE |  | JSON/COBie/IFC | IfcFlowMovingDevice | ba44cd47-a556-4098-8ef7-931f3cbb4568 | assets[].digital_twin.visual_selectable | 07_IFC_Metadata_EAV | ba44cd47-a556-4098-8ef7-931f3cbb4568
digital_twin.visual_highlight_layer | DTP_Template | 2026-06-05 | DTP_Metadata | Component | Jockey Pump 01 | LAYER-ASSET-FIRE-FIGHTING |  | JSON/COBie/IFC | IfcFlowMovingDevice | ba44cd47-a556-4098-8ef7-931f3cbb4568 | assets[].digital_twin.visual_highlight_layer | 07_IFC_Metadata_EAV | ba44cd47-a556-4098-8ef7-931f3cbb4568
tags[0] | DTP_Template | 2026-06-05 | Asset_Metadata | Component | Jockey Pump 01 | fire_fighting |  | JSON/COBie/IFC | IfcFlowMovingDevice | ba44cd47-a556-4098-8ef7-931f3cbb4568 | assets[].tags[0] | 07_IFC_Metadata_EAV | ba44cd47-a556-4098-8ef7-931f3cbb4568
tags[1] | DTP_Template | 2026-06-05 | Asset_Metadata | Component | Jockey Pump 01 | pump |  | JSON/COBie/IFC | IfcFlowMovingDevice | ba44cd47-a556-4098-8ef7-931f3cbb4568 | assets[].tags[1] | 07_IFC_Metadata_EAV | ba44cd47-a556-4098-8ef7-931f3cbb4568
tags[2] | DTP_Template | 2026-06-05 | Asset_Metadata | Component | Jockey Pump 01 | jockeypump |  | JSON/COBie/IFC | IfcFlowMovingDevice | ba44cd47-a556-4098-8ef7-931f3cbb4568 | assets[].tags[2] | 07_IFC_Metadata_EAV | ba44cd47-a556-4098-8ef7-931f3cbb4568
asset_id | DTP_Template | 2026-06-05 | Asset_Metadata | Component | Fire Alarm Control Panel | FACP-001 |  | JSON/COBie/IFC | IfcAlarm | f44e3010-24a7-4d6e-9763-9931a796b631 | assets[].asset_id | 07_IFC_Metadata_EAV | f44e3010-24a7-4d6e-9763-9931a796b631
asset_name | DTP_Template | 2026-06-05 | Asset_Metadata | Component | Fire Alarm Control Panel | Fire Alarm Control Panel |  | JSON/COBie/IFC | IfcAlarm | f44e3010-24a7-4d6e-9763-9931a796b631 | assets[].asset_name | 07_IFC_Metadata_EAV | f44e3010-24a7-4d6e-9763-9931a796b631
asset_status | DTP_Template | 2026-06-05 | Asset_Metadata | Component | Fire Alarm Control Panel | in_service |  | JSON/COBie/IFC | IfcAlarm | f44e3010-24a7-4d6e-9763-9931a796b631 | assets[].asset_status | 07_IFC_Metadata_EAV | f44e3010-24a7-4d6e-9763-9931a796b631
system | DTP_Template | 2026-06-05 | Asset_Metadata | Component | Fire Alarm Control Panel | Fire Alarm |  | JSON/COBie/IFC | IfcAlarm | f44e3010-24a7-4d6e-9763-9931a796b631 | assets[].system | 07_IFC_Metadata_EAV | f44e3010-24a7-4d6e-9763-9931a796b631
discipline | DTP_Template | 2026-06-05 | Asset_Metadata | Component | Fire Alarm Control Panel | MEP |  | JSON/COBie/IFC | IfcAlarm | f44e3010-24a7-4d6e-9763-9931a796b631 | assets[].discipline | 07_IFC_Metadata_EAV | f44e3010-24a7-4d6e-9763-9931a796b631
category | DTP_Template | 2026-06-05 | Asset_Metadata | Component | Fire Alarm Control Panel | Control Panel |  | JSON/COBie/IFC | IfcAlarm | f44e3010-24a7-4d6e-9763-9931a796b631 | assets[].category | 07_IFC_Metadata_EAV | f44e3010-24a7-4d6e-9763-9931a796b631
asset_type | DTP_Template | 2026-06-05 | Asset_Metadata | Component | Fire Alarm Control Panel | FACP |  | JSON/COBie/IFC | IfcAlarm | f44e3010-24a7-4d6e-9763-9931a796b631 | assets[].asset_type | 07_IFC_Metadata_EAV | f44e3010-24a7-4d6e-9763-9931a796b631
classification.uniclass_code | DTP_Template | 2026-06-05 | LOI_Classification | Component | Fire Alarm Control Panel | placeholder |  | JSON/COBie/IFC | IfcAlarm | f44e3010-24a7-4d6e-9763-9931a796b631 | assets[].classification.uniclass_code | 07_IFC_Metadata_EAV | f44e3010-24a7-4d6e-9763-9931a796b631
classification.omniclass_code | DTP_Template | 2026-06-05 | LOI_Classification | Component | Fire Alarm Control Panel | placeholder |  | JSON/COBie/IFC | IfcAlarm | f44e3010-24a7-4d6e-9763-9931a796b631 | assets[].classification.omniclass_code | 07_IFC_Metadata_EAV | f44e3010-24a7-4d6e-9763-9931a796b631
classification.local_classification | DTP_Template | 2026-06-05 | LOI_Classification | Component | Fire Alarm Control Panel | Fire Alarm/Control Panel/FACP |  | JSON/COBie/IFC | IfcAlarm | f44e3010-24a7-4d6e-9763-9931a796b631 | assets[].classification.local_classification | 07_IFC_Metadata_EAV | f44e3010-24a7-4d6e-9763-9931a796b631
location.facility_id | DTP_Template | 2026-06-05 | LOI_Location | Component | Fire Alarm Control Panel | FAC-OFFICE-TOWER-A |  | JSON/COBie/IFC | IfcAlarm | f44e3010-24a7-4d6e-9763-9931a796b631 | assets[].location.facility_id | 07_IFC_Metadata_EAV | f44e3010-24a7-4d6e-9763-9931a796b631
location.floor_id | DTP_Template | 2026-06-05 | LOI_Location | Component | Fire Alarm Control Panel | FL-L01 |  | JSON/COBie/IFC | IfcAlarm | f44e3010-24a7-4d6e-9763-9931a796b631 | assets[].location.floor_id | 07_IFC_Metadata_EAV | f44e3010-24a7-4d6e-9763-9931a796b631
location.space_id | DTP_Template | 2026-06-05 | LOI_Location | Component | Fire Alarm Control Panel | SP-L01-SECURITY |  | JSON/COBie/IFC | IfcAlarm | f44e3010-24a7-4d6e-9763-9931a796b631 | assets[].location.space_id | 07_IFC_Metadata_EAV | f44e3010-24a7-4d6e-9763-9931a796b631
location.zone_id | DTP_Template | 2026-06-05 | LOI_Location | Component | Fire Alarm Control Panel | ZONE-PUBLIC-L01 |  | JSON/COBie/IFC | IfcAlarm | f44e3010-24a7-4d6e-9763-9931a796b631 | assets[].location.zone_id | 07_IFC_Metadata_EAV | f44e3010-24a7-4d6e-9763-9931a796b631
bim_mapping.ifc_guid | DTP_Template | 2026-06-05 | IFC_Core | Component | Fire Alarm Control Panel | f44e3010-24a7-4d6e-9763-9931a796b631 |  | JSON/COBie/IFC | IfcAlarm | f44e3010-24a7-4d6e-9763-9931a796b631 | assets[].bim_mapping.ifc_guid | 07_IFC_Metadata_EAV | f44e3010-24a7-4d6e-9763-9931a796b631
bim_mapping.ifc_entity | DTP_Template | 2026-06-05 | IFC_Core | Component | Fire Alarm Control Panel | IfcAlarm |  | JSON/COBie/IFC | IfcAlarm | f44e3010-24a7-4d6e-9763-9931a796b631 | assets[].bim_mapping.ifc_entity | 07_IFC_Metadata_EAV | f44e3010-24a7-4d6e-9763-9931a796b631
bim_mapping.ifc_name | DTP_Template | 2026-06-05 | IFC_Core | Component | Fire Alarm Control Panel | Fire Alarm Control Panel |  | JSON/COBie/IFC | IfcAlarm | f44e3010-24a7-4d6e-9763-9931a796b631 | assets[].bim_mapping.ifc_name | 07_IFC_Metadata_EAV | f44e3010-24a7-4d6e-9763-9931a796b631
bim_mapping.source_model_id | DTP_Template | 2026-06-05 | IFC_Core | Component | Fire Alarm Control Panel | IFC-MEP-001 |  | JSON/COBie/IFC | IfcAlarm | f44e3010-24a7-4d6e-9763-9931a796b631 | assets[].bim_mapping.source_model_id | 07_IFC_Metadata_EAV | f44e3010-24a7-4d6e-9763-9931a796b631
bim_mapping.global_id_locked | DTP_Template | 2026-06-05 | IFC_Core | Component | Fire Alarm Control Panel | TRUE |  | JSON/COBie/IFC | IfcAlarm | f44e3010-24a7-4d6e-9763-9931a796b631 | assets[].bim_mapping.global_id_locked | 07_IFC_Metadata_EAV | f44e3010-24a7-4d6e-9763-9931a796b631
cobie_mapping.component_name | DTP_Template | 2026-06-05 | Asset_Metadata | Component | Fire Alarm Control Panel | FACP-001 |  | JSON/COBie/IFC | IfcAlarm | f44e3010-24a7-4d6e-9763-9931a796b631 | assets[].cobie_mapping.component_name | 07_IFC_Metadata_EAV | f44e3010-24a7-4d6e-9763-9931a796b631
cobie_mapping.type_name | DTP_Template | 2026-06-05 | Asset_Metadata | Component | Fire Alarm Control Panel | FACP |  | JSON/COBie/IFC | IfcAlarm | f44e3010-24a7-4d6e-9763-9931a796b631 | assets[].cobie_mapping.type_name | 07_IFC_Metadata_EAV | f44e3010-24a7-4d6e-9763-9931a796b631
cobie_mapping.system_name | DTP_Template | 2026-06-05 | Asset_Metadata | Component | Fire Alarm Control Panel | Fire Alarm |  | JSON/COBie/IFC | IfcAlarm | f44e3010-24a7-4d6e-9763-9931a796b631 | assets[].cobie_mapping.system_name | 07_IFC_Metadata_EAV | f44e3010-24a7-4d6e-9763-9931a796b631
cobie_mapping.space_name | DTP_Template | 2026-06-05 | Asset_Metadata | Component | Fire Alarm Control Panel | SP-L01-SECURITY |  | JSON/COBie/IFC | IfcAlarm | f44e3010-24a7-4d6e-9763-9931a796b631 | assets[].cobie_mapping.space_name | 07_IFC_Metadata_EAV | f44e3010-24a7-4d6e-9763-9931a796b631
manufacturer_data.manufacturer | DTP_Template | 2026-06-05 | LOI_Manufacturer | Component | Fire Alarm Control Panel | Generic Manufacturer |  | JSON/COBie/IFC | IfcAlarm | f44e3010-24a7-4d6e-9763-9931a796b631 | assets[].manufacturer_data.manufacturer | 07_IFC_Metadata_EAV | f44e3010-24a7-4d6e-9763-9931a796b631
manufacturer_data.model | DTP_Template | 2026-06-05 | LOI_Manufacturer | Component | Fire Alarm Control Panel | Model-Placeholder |  | JSON/COBie/IFC | IfcAlarm | f44e3010-24a7-4d6e-9763-9931a796b631 | assets[].manufacturer_data.model | 07_IFC_Metadata_EAV | f44e3010-24a7-4d6e-9763-9931a796b631
manufacturer_data.serial_number | DTP_Template | 2026-06-05 | LOI_Manufacturer | Component | Fire Alarm Control Panel | SN-FACP-001 |  | JSON/COBie/IFC | IfcAlarm | f44e3010-24a7-4d6e-9763-9931a796b631 | assets[].manufacturer_data.serial_number | 07_IFC_Metadata_EAV | f44e3010-24a7-4d6e-9763-9931a796b631
manufacturer_data.installation_date | DTP_Template | 2026-06-05 | LOI_Manufacturer | Component | Fire Alarm Control Panel | 2026-05-15 |  | JSON/COBie/IFC | IfcAlarm | f44e3010-24a7-4d6e-9763-9931a796b631 | assets[].manufacturer_data.installation_date | 07_IFC_Metadata_EAV | f44e3010-24a7-4d6e-9763-9931a796b631
manufacturer_data.warranty_start_date | DTP_Template | 2026-06-05 | LOI_Manufacturer | Component | Fire Alarm Control Panel | 2026-06-01 |  | JSON/COBie/IFC | IfcAlarm | f44e3010-24a7-4d6e-9763-9931a796b631 | assets[].manufacturer_data.warranty_start_date | 07_IFC_Metadata_EAV | f44e3010-24a7-4d6e-9763-9931a796b631
manufacturer_data.warranty_end_date | DTP_Template | 2026-06-05 | LOI_Manufacturer | Component | Fire Alarm Control Panel | 2028-06-01 |  | JSON/COBie/IFC | IfcAlarm | f44e3010-24a7-4d6e-9763-9931a796b631 | assets[].manufacturer_data.warranty_end_date | 07_IFC_Metadata_EAV | f44e3010-24a7-4d6e-9763-9931a796b631
operation_data.maintainable | DTP_Template | 2026-06-05 | LOI_Operation_Maintenance | Component | Fire Alarm Control Panel | TRUE |  | JSON/COBie/IFC | IfcAlarm | f44e3010-24a7-4d6e-9763-9931a796b631 | assets[].operation_data.maintainable | 07_IFC_Metadata_EAV | f44e3010-24a7-4d6e-9763-9931a796b631
operation_data.criticality | DTP_Template | 2026-06-05 | LOI_Operation_Maintenance | Component | Fire Alarm Control Panel | High |  | JSON/COBie/IFC | IfcAlarm | f44e3010-24a7-4d6e-9763-9931a796b631 | assets[].operation_data.criticality | 07_IFC_Metadata_EAV | f44e3010-24a7-4d6e-9763-9931a796b631
operation_data.expected_life_years | DTP_Template | 2026-06-05 | LOI_Operation_Maintenance | Component | Fire Alarm Control Panel | 15 |  | JSON/COBie/IFC | IfcAlarm | f44e3010-24a7-4d6e-9763-9931a796b631 | assets[].operation_data.expected_life_years | 07_IFC_Metadata_EAV | f44e3010-24a7-4d6e-9763-9931a796b631
operation_data.maintenance_strategy | DTP_Template | 2026-06-05 | LOI_Operation_Maintenance | Component | Fire Alarm Control Panel | preventive_and_condition_based |  | JSON/COBie/IFC | IfcAlarm | f44e3010-24a7-4d6e-9763-9931a796b631 | assets[].operation_data.maintenance_strategy | 07_IFC_Metadata_EAV | f44e3010-24a7-4d6e-9763-9931a796b631
operation_data.cmms_asset_id | DTP_Template | 2026-06-05 | LOI_Operation_Maintenance | Component | Fire Alarm Control Panel | CMMS-FACP-001 |  | JSON/COBie/IFC | IfcAlarm | f44e3010-24a7-4d6e-9763-9931a796b631 | assets[].operation_data.cmms_asset_id | 07_IFC_Metadata_EAV | f44e3010-24a7-4d6e-9763-9931a796b631
operation_data.spare_part_group | DTP_Template | 2026-06-05 | LOI_Operation_Maintenance | Component | Fire Alarm Control Panel | SPARE-CONTROL-PANEL |  | JSON/COBie/IFC | IfcAlarm | f44e3010-24a7-4d6e-9763-9931a796b631 | assets[].operation_data.spare_part_group | 07_IFC_Metadata_EAV | f44e3010-24a7-4d6e-9763-9931a796b631
operation_data.manual_url | DTP_Template | 2026-06-05 | LOI_Operation_Maintenance | Component | Fire Alarm Control Panel | https://example.com/om_manuals/FACP-001.pdf |  | JSON/COBie/IFC | IfcAlarm | f44e3010-24a7-4d6e-9763-9931a796b631 | assets[].operation_data.manual_url | 07_IFC_Metadata_EAV | f44e3010-24a7-4d6e-9763-9931a796b631
digital_twin.dt_entity_type | DTP_Template | 2026-06-05 | DTP_Metadata | Component | Fire Alarm Control Panel | asset |  | JSON/COBie/IFC | IfcAlarm | f44e3010-24a7-4d6e-9763-9931a796b631 | assets[].digital_twin.dt_entity_type | 07_IFC_Metadata_EAV | f44e3010-24a7-4d6e-9763-9931a796b631
digital_twin.state_source | DTP_Template | 2026-06-05 | DTP_Metadata | Component | Fire Alarm Control Panel | BMS/IoT/CMMS |  | JSON/COBie/IFC | IfcAlarm | f44e3010-24a7-4d6e-9763-9931a796b631 | assets[].digital_twin.state_source | 07_IFC_Metadata_EAV | f44e3010-24a7-4d6e-9763-9931a796b631
digital_twin.realtime_enabled | DTP_Template | 2026-06-05 | DTP_Metadata | Component | Fire Alarm Control Panel | TRUE |  | JSON/COBie/IFC | IfcAlarm | f44e3010-24a7-4d6e-9763-9931a796b631 | assets[].digital_twin.realtime_enabled | 07_IFC_Metadata_EAV | f44e3010-24a7-4d6e-9763-9931a796b631
digital_twin.history_enabled | DTP_Template | 2026-06-05 | DTP_Metadata | Component | Fire Alarm Control Panel | TRUE |  | JSON/COBie/IFC | IfcAlarm | f44e3010-24a7-4d6e-9763-9931a796b631 | assets[].digital_twin.history_enabled | 07_IFC_Metadata_EAV | f44e3010-24a7-4d6e-9763-9931a796b631
digital_twin.visual_selectable | DTP_Template | 2026-06-05 | DTP_Metadata | Component | Fire Alarm Control Panel | TRUE |  | JSON/COBie/IFC | IfcAlarm | f44e3010-24a7-4d6e-9763-9931a796b631 | assets[].digital_twin.visual_selectable | 07_IFC_Metadata_EAV | f44e3010-24a7-4d6e-9763-9931a796b631
digital_twin.visual_highlight_layer | DTP_Template | 2026-06-05 | DTP_Metadata | Component | Fire Alarm Control Panel | LAYER-ASSET-FIRE-ALARM |  | JSON/COBie/IFC | IfcAlarm | f44e3010-24a7-4d6e-9763-9931a796b631 | assets[].digital_twin.visual_highlight_layer | 07_IFC_Metadata_EAV | f44e3010-24a7-4d6e-9763-9931a796b631
tags[0] | DTP_Template | 2026-06-05 | Asset_Metadata | Component | Fire Alarm Control Panel | fire_alarm |  | JSON/COBie/IFC | IfcAlarm | f44e3010-24a7-4d6e-9763-9931a796b631 | assets[].tags[0] | 07_IFC_Metadata_EAV | f44e3010-24a7-4d6e-9763-9931a796b631
tags[1] | DTP_Template | 2026-06-05 | Asset_Metadata | Component | Fire Alarm Control Panel | control_panel |  | JSON/COBie/IFC | IfcAlarm | f44e3010-24a7-4d6e-9763-9931a796b631 | assets[].tags[1] | 07_IFC_Metadata_EAV | f44e3010-24a7-4d6e-9763-9931a796b631
tags[2] | DTP_Template | 2026-06-05 | Asset_Metadata | Component | Fire Alarm Control Panel | facp |  | JSON/COBie/IFC | IfcAlarm | f44e3010-24a7-4d6e-9763-9931a796b631 | assets[].tags[2] | 07_IFC_Metadata_EAV | f44e3010-24a7-4d6e-9763-9931a796b631
asset_id | DTP_Template | 2026-06-05 | Asset_Metadata | Component | Smoke Detector B2-001 | SMOKE-B2-001 |  | JSON/COBie/IFC | IfcSensor | dd9f822e-4f64-4dcc-b585-06d9d4308033 | assets[].asset_id | 07_IFC_Metadata_EAV | dd9f822e-4f64-4dcc-b585-06d9d4308033
asset_name | DTP_Template | 2026-06-05 | Asset_Metadata | Component | Smoke Detector B2-001 | Smoke Detector B2-001 |  | JSON/COBie/IFC | IfcSensor | dd9f822e-4f64-4dcc-b585-06d9d4308033 | assets[].asset_name | 07_IFC_Metadata_EAV | dd9f822e-4f64-4dcc-b585-06d9d4308033
asset_status | DTP_Template | 2026-06-05 | Asset_Metadata | Component | Smoke Detector B2-001 | in_service |  | JSON/COBie/IFC | IfcSensor | dd9f822e-4f64-4dcc-b585-06d9d4308033 | assets[].asset_status | 07_IFC_Metadata_EAV | dd9f822e-4f64-4dcc-b585-06d9d4308033
system | DTP_Template | 2026-06-05 | Asset_Metadata | Component | Smoke Detector B2-001 | Fire Alarm |  | JSON/COBie/IFC | IfcSensor | dd9f822e-4f64-4dcc-b585-06d9d4308033 | assets[].system | 07_IFC_Metadata_EAV | dd9f822e-4f64-4dcc-b585-06d9d4308033
discipline | DTP_Template | 2026-06-05 | Asset_Metadata | Component | Smoke Detector B2-001 | MEP |  | JSON/COBie/IFC | IfcSensor | dd9f822e-4f64-4dcc-b585-06d9d4308033 | assets[].discipline | 07_IFC_Metadata_EAV | dd9f822e-4f64-4dcc-b585-06d9d4308033
category | DTP_Template | 2026-06-05 | Asset_Metadata | Component | Smoke Detector B2-001 | Detector |  | JSON/COBie/IFC | IfcSensor | dd9f822e-4f64-4dcc-b585-06d9d4308033 | assets[].category | 07_IFC_Metadata_EAV | dd9f822e-4f64-4dcc-b585-06d9d4308033
asset_type | DTP_Template | 2026-06-05 | Asset_Metadata | Component | Smoke Detector B2-001 | SmokeDetector |  | JSON/COBie/IFC | IfcSensor | dd9f822e-4f64-4dcc-b585-06d9d4308033 | assets[].asset_type | 07_IFC_Metadata_EAV | dd9f822e-4f64-4dcc-b585-06d9d4308033
classification.uniclass_code | DTP_Template | 2026-06-05 | LOI_Classification | Component | Smoke Detector B2-001 | placeholder |  | JSON/COBie/IFC | IfcSensor | dd9f822e-4f64-4dcc-b585-06d9d4308033 | assets[].classification.uniclass_code | 07_IFC_Metadata_EAV | dd9f822e-4f64-4dcc-b585-06d9d4308033
classification.omniclass_code | DTP_Template | 2026-06-05 | LOI_Classification | Component | Smoke Detector B2-001 | placeholder |  | JSON/COBie/IFC | IfcSensor | dd9f822e-4f64-4dcc-b585-06d9d4308033 | assets[].classification.omniclass_code | 07_IFC_Metadata_EAV | dd9f822e-4f64-4dcc-b585-06d9d4308033
classification.local_classification | DTP_Template | 2026-06-05 | LOI_Classification | Component | Smoke Detector B2-001 | Fire Alarm/Detector/SmokeDetector |  | JSON/COBie/IFC | IfcSensor | dd9f822e-4f64-4dcc-b585-06d9d4308033 | assets[].classification.local_classification | 07_IFC_Metadata_EAV | dd9f822e-4f64-4dcc-b585-06d9d4308033
location.facility_id | DTP_Template | 2026-06-05 | LOI_Location | Component | Smoke Detector B2-001 | FAC-OFFICE-TOWER-A |  | JSON/COBie/IFC | IfcSensor | dd9f822e-4f64-4dcc-b585-06d9d4308033 | assets[].location.facility_id | 07_IFC_Metadata_EAV | dd9f822e-4f64-4dcc-b585-06d9d4308033
location.floor_id | DTP_Template | 2026-06-05 | LOI_Location | Component | Smoke Detector B2-001 | FL-B2 |  | JSON/COBie/IFC | IfcSensor | dd9f822e-4f64-4dcc-b585-06d9d4308033 | assets[].location.floor_id | 07_IFC_Metadata_EAV | dd9f822e-4f64-4dcc-b585-06d9d4308033
location.space_id | DTP_Template | 2026-06-05 | LOI_Location | Component | Smoke Detector B2-001 | SP-B2-PARKING-A |  | JSON/COBie/IFC | IfcSensor | dd9f822e-4f64-4dcc-b585-06d9d4308033 | assets[].location.space_id | 07_IFC_Metadata_EAV | dd9f822e-4f64-4dcc-b585-06d9d4308033
location.zone_id | DTP_Template | 2026-06-05 | LOI_Location | Component | Smoke Detector B2-001 | ZONE-FIRE-B1 |  | JSON/COBie/IFC | IfcSensor | dd9f822e-4f64-4dcc-b585-06d9d4308033 | assets[].location.zone_id | 07_IFC_Metadata_EAV | dd9f822e-4f64-4dcc-b585-06d9d4308033
bim_mapping.ifc_guid | DTP_Template | 2026-06-05 | IFC_Core | Component | Smoke Detector B2-001 | dd9f822e-4f64-4dcc-b585-06d9d4308033 |  | JSON/COBie/IFC | IfcSensor | dd9f822e-4f64-4dcc-b585-06d9d4308033 | assets[].bim_mapping.ifc_guid | 07_IFC_Metadata_EAV | dd9f822e-4f64-4dcc-b585-06d9d4308033
bim_mapping.ifc_entity | DTP_Template | 2026-06-05 | IFC_Core | Component | Smoke Detector B2-001 | IfcSensor |  | JSON/COBie/IFC | IfcSensor | dd9f822e-4f64-4dcc-b585-06d9d4308033 | assets[].bim_mapping.ifc_entity | 07_IFC_Metadata_EAV | dd9f822e-4f64-4dcc-b585-06d9d4308033
bim_mapping.ifc_name | DTP_Template | 2026-06-05 | IFC_Core | Component | Smoke Detector B2-001 | Smoke Detector B2-001 |  | JSON/COBie/IFC | IfcSensor | dd9f822e-4f64-4dcc-b585-06d9d4308033 | assets[].bim_mapping.ifc_name | 07_IFC_Metadata_EAV | dd9f822e-4f64-4dcc-b585-06d9d4308033
bim_mapping.source_model_id | DTP_Template | 2026-06-05 | IFC_Core | Component | Smoke Detector B2-001 | IFC-MEP-001 |  | JSON/COBie/IFC | IfcSensor | dd9f822e-4f64-4dcc-b585-06d9d4308033 | assets[].bim_mapping.source_model_id | 07_IFC_Metadata_EAV | dd9f822e-4f64-4dcc-b585-06d9d4308033
bim_mapping.global_id_locked | DTP_Template | 2026-06-05 | IFC_Core | Component | Smoke Detector B2-001 | TRUE |  | JSON/COBie/IFC | IfcSensor | dd9f822e-4f64-4dcc-b585-06d9d4308033 | assets[].bim_mapping.global_id_locked | 07_IFC_Metadata_EAV | dd9f822e-4f64-4dcc-b585-06d9d4308033
cobie_mapping.component_name | DTP_Template | 2026-06-05 | Asset_Metadata | Component | Smoke Detector B2-001 | SMOKE-B2-001 |  | JSON/COBie/IFC | IfcSensor | dd9f822e-4f64-4dcc-b585-06d9d4308033 | assets[].cobie_mapping.component_name | 07_IFC_Metadata_EAV | dd9f822e-4f64-4dcc-b585-06d9d4308033
cobie_mapping.type_name | DTP_Template | 2026-06-05 | Asset_Metadata | Component | Smoke Detector B2-001 | SmokeDetector |  | JSON/COBie/IFC | IfcSensor | dd9f822e-4f64-4dcc-b585-06d9d4308033 | assets[].cobie_mapping.type_name | 07_IFC_Metadata_EAV | dd9f822e-4f64-4dcc-b585-06d9d4308033
cobie_mapping.system_name | DTP_Template | 2026-06-05 | Asset_Metadata | Component | Smoke Detector B2-001 | Fire Alarm |  | JSON/COBie/IFC | IfcSensor | dd9f822e-4f64-4dcc-b585-06d9d4308033 | assets[].cobie_mapping.system_name | 07_IFC_Metadata_EAV | dd9f822e-4f64-4dcc-b585-06d9d4308033
cobie_mapping.space_name | DTP_Template | 2026-06-05 | Asset_Metadata | Component | Smoke Detector B2-001 | SP-B2-PARKING-A |  | JSON/COBie/IFC | IfcSensor | dd9f822e-4f64-4dcc-b585-06d9d4308033 | assets[].cobie_mapping.space_name | 07_IFC_Metadata_EAV | dd9f822e-4f64-4dcc-b585-06d9d4308033
manufacturer_data.manufacturer | DTP_Template | 2026-06-05 | LOI_Manufacturer | Component | Smoke Detector B2-001 | Generic Manufacturer |  | JSON/COBie/IFC | IfcSensor | dd9f822e-4f64-4dcc-b585-06d9d4308033 | assets[].manufacturer_data.manufacturer | 07_IFC_Metadata_EAV | dd9f822e-4f64-4dcc-b585-06d9d4308033
manufacturer_data.model | DTP_Template | 2026-06-05 | LOI_Manufacturer | Component | Smoke Detector B2-001 | Model-Placeholder |  | JSON/COBie/IFC | IfcSensor | dd9f822e-4f64-4dcc-b585-06d9d4308033 | assets[].manufacturer_data.model | 07_IFC_Metadata_EAV | dd9f822e-4f64-4dcc-b585-06d9d4308033
manufacturer_data.serial_number | DTP_Template | 2026-06-05 | LOI_Manufacturer | Component | Smoke Detector B2-001 | SN-SMOKE-B2-001 |  | JSON/COBie/IFC | IfcSensor | dd9f822e-4f64-4dcc-b585-06d9d4308033 | assets[].manufacturer_data.serial_number | 07_IFC_Metadata_EAV | dd9f822e-4f64-4dcc-b585-06d9d4308033
manufacturer_data.installation_date | DTP_Template | 2026-06-05 | LOI_Manufacturer | Component | Smoke Detector B2-001 | 2026-05-15 |  | JSON/COBie/IFC | IfcSensor | dd9f822e-4f64-4dcc-b585-06d9d4308033 | assets[].manufacturer_data.installation_date | 07_IFC_Metadata_EAV | dd9f822e-4f64-4dcc-b585-06d9d4308033
manufacturer_data.warranty_start_date | DTP_Template | 2026-06-05 | LOI_Manufacturer | Component | Smoke Detector B2-001 | 2026-06-01 |  | JSON/COBie/IFC | IfcSensor | dd9f822e-4f64-4dcc-b585-06d9d4308033 | assets[].manufacturer_data.warranty_start_date | 07_IFC_Metadata_EAV | dd9f822e-4f64-4dcc-b585-06d9d4308033
manufacturer_data.warranty_end_date | DTP_Template | 2026-06-05 | LOI_Manufacturer | Component | Smoke Detector B2-001 | 2028-06-01 |  | JSON/COBie/IFC | IfcSensor | dd9f822e-4f64-4dcc-b585-06d9d4308033 | assets[].manufacturer_data.warranty_end_date | 07_IFC_Metadata_EAV | dd9f822e-4f64-4dcc-b585-06d9d4308033
operation_data.maintainable | DTP_Template | 2026-06-05 | LOI_Operation_Maintenance | Component | Smoke Detector B2-001 | TRUE |  | JSON/COBie/IFC | IfcSensor | dd9f822e-4f64-4dcc-b585-06d9d4308033 | assets[].operation_data.maintainable | 07_IFC_Metadata_EAV | dd9f822e-4f64-4dcc-b585-06d9d4308033
operation_data.criticality | DTP_Template | 2026-06-05 | LOI_Operation_Maintenance | Component | Smoke Detector B2-001 | High |  | JSON/COBie/IFC | IfcSensor | dd9f822e-4f64-4dcc-b585-06d9d4308033 | assets[].operation_data.criticality | 07_IFC_Metadata_EAV | dd9f822e-4f64-4dcc-b585-06d9d4308033
operation_data.expected_life_years | DTP_Template | 2026-06-05 | LOI_Operation_Maintenance | Component | Smoke Detector B2-001 | 15 |  | JSON/COBie/IFC | IfcSensor | dd9f822e-4f64-4dcc-b585-06d9d4308033 | assets[].operation_data.expected_life_years | 07_IFC_Metadata_EAV | dd9f822e-4f64-4dcc-b585-06d9d4308033
operation_data.maintenance_strategy | DTP_Template | 2026-06-05 | LOI_Operation_Maintenance | Component | Smoke Detector B2-001 | preventive_and_condition_based |  | JSON/COBie/IFC | IfcSensor | dd9f822e-4f64-4dcc-b585-06d9d4308033 | assets[].operation_data.maintenance_strategy | 07_IFC_Metadata_EAV | dd9f822e-4f64-4dcc-b585-06d9d4308033
operation_data.cmms_asset_id | DTP_Template | 2026-06-05 | LOI_Operation_Maintenance | Component | Smoke Detector B2-001 | CMMS-SMOKE-B2-001 |  | JSON/COBie/IFC | IfcSensor | dd9f822e-4f64-4dcc-b585-06d9d4308033 | assets[].operation_data.cmms_asset_id | 07_IFC_Metadata_EAV | dd9f822e-4f64-4dcc-b585-06d9d4308033
operation_data.spare_part_group | DTP_Template | 2026-06-05 | LOI_Operation_Maintenance | Component | Smoke Detector B2-001 | SPARE-DETECTOR |  | JSON/COBie/IFC | IfcSensor | dd9f822e-4f64-4dcc-b585-06d9d4308033 | assets[].operation_data.spare_part_group | 07_IFC_Metadata_EAV | dd9f822e-4f64-4dcc-b585-06d9d4308033
operation_data.manual_url | DTP_Template | 2026-06-05 | LOI_Operation_Maintenance | Component | Smoke Detector B2-001 | https://example.com/om_manuals/SMOKE-B2-001.pdf |  | JSON/COBie/IFC | IfcSensor | dd9f822e-4f64-4dcc-b585-06d9d4308033 | assets[].operation_data.manual_url | 07_IFC_Metadata_EAV | dd9f822e-4f64-4dcc-b585-06d9d4308033
digital_twin.dt_entity_type | DTP_Template | 2026-06-05 | DTP_Metadata | Component | Smoke Detector B2-001 | asset |  | JSON/COBie/IFC | IfcSensor | dd9f822e-4f64-4dcc-b585-06d9d4308033 | assets[].digital_twin.dt_entity_type | 07_IFC_Metadata_EAV | dd9f822e-4f64-4dcc-b585-06d9d4308033
digital_twin.state_source | DTP_Template | 2026-06-05 | DTP_Metadata | Component | Smoke Detector B2-001 | BMS/IoT/CMMS |  | JSON/COBie/IFC | IfcSensor | dd9f822e-4f64-4dcc-b585-06d9d4308033 | assets[].digital_twin.state_source | 07_IFC_Metadata_EAV | dd9f822e-4f64-4dcc-b585-06d9d4308033
digital_twin.realtime_enabled | DTP_Template | 2026-06-05 | DTP_Metadata | Component | Smoke Detector B2-001 | TRUE |  | JSON/COBie/IFC | IfcSensor | dd9f822e-4f64-4dcc-b585-06d9d4308033 | assets[].digital_twin.realtime_enabled | 07_IFC_Metadata_EAV | dd9f822e-4f64-4dcc-b585-06d9d4308033
digital_twin.history_enabled | DTP_Template | 2026-06-05 | DTP_Metadata | Component | Smoke Detector B2-001 | TRUE |  | JSON/COBie/IFC | IfcSensor | dd9f822e-4f64-4dcc-b585-06d9d4308033 | assets[].digital_twin.history_enabled | 07_IFC_Metadata_EAV | dd9f822e-4f64-4dcc-b585-06d9d4308033
digital_twin.visual_selectable | DTP_Template | 2026-06-05 | DTP_Metadata | Component | Smoke Detector B2-001 | TRUE |  | JSON/COBie/IFC | IfcSensor | dd9f822e-4f64-4dcc-b585-06d9d4308033 | assets[].digital_twin.visual_selectable | 07_IFC_Metadata_EAV | dd9f822e-4f64-4dcc-b585-06d9d4308033
digital_twin.visual_highlight_layer | DTP_Template | 2026-06-05 | DTP_Metadata | Component | Smoke Detector B2-001 | LAYER-ASSET-FIRE-ALARM |  | JSON/COBie/IFC | IfcSensor | dd9f822e-4f64-4dcc-b585-06d9d4308033 | assets[].digital_twin.visual_highlight_layer | 07_IFC_Metadata_EAV | dd9f822e-4f64-4dcc-b585-06d9d4308033
tags[0] | DTP_Template | 2026-06-05 | Asset_Metadata | Component | Smoke Detector B2-001 | fire_alarm |  | JSON/COBie/IFC | IfcSensor | dd9f822e-4f64-4dcc-b585-06d9d4308033 | assets[].tags[0] | 07_IFC_Metadata_EAV | dd9f822e-4f64-4dcc-b585-06d9d4308033
tags[1] | DTP_Template | 2026-06-05 | Asset_Metadata | Component | Smoke Detector B2-001 | detector |  | JSON/COBie/IFC | IfcSensor | dd9f822e-4f64-4dcc-b585-06d9d4308033 | assets[].tags[1] | 07_IFC_Metadata_EAV | dd9f822e-4f64-4dcc-b585-06d9d4308033
tags[2] | DTP_Template | 2026-06-05 | Asset_Metadata | Component | Smoke Detector B2-001 | smokedetector |  | JSON/COBie/IFC | IfcSensor | dd9f822e-4f64-4dcc-b585-06d9d4308033 | assets[].tags[2] | 07_IFC_Metadata_EAV | dd9f822e-4f64-4dcc-b585-06d9d4308033
asset_id | DTP_Template | 2026-06-05 | Asset_Metadata | Component | Sprinkler Zone Valve B2-001 | SPRINKLER-B2-001 |  | JSON/COBie/IFC | IfcValve | 6ff2f275-ecdd-4276-b839-4c7b453f734a | assets[].asset_id | 07_IFC_Metadata_EAV | 6ff2f275-ecdd-4276-b839-4c7b453f734a
asset_name | DTP_Template | 2026-06-05 | Asset_Metadata | Component | Sprinkler Zone Valve B2-001 | Sprinkler Zone Valve B2-001 |  | JSON/COBie/IFC | IfcValve | 6ff2f275-ecdd-4276-b839-4c7b453f734a | assets[].asset_name | 07_IFC_Metadata_EAV | 6ff2f275-ecdd-4276-b839-4c7b453f734a
asset_status | DTP_Template | 2026-06-05 | Asset_Metadata | Component | Sprinkler Zone Valve B2-001 | in_service |  | JSON/COBie/IFC | IfcValve | 6ff2f275-ecdd-4276-b839-4c7b453f734a | assets[].asset_status | 07_IFC_Metadata_EAV | 6ff2f275-ecdd-4276-b839-4c7b453f734a
system | DTP_Template | 2026-06-05 | Asset_Metadata | Component | Sprinkler Zone Valve B2-001 | Fire Fighting |  | JSON/COBie/IFC | IfcValve | 6ff2f275-ecdd-4276-b839-4c7b453f734a | assets[].system | 07_IFC_Metadata_EAV | 6ff2f275-ecdd-4276-b839-4c7b453f734a
discipline | DTP_Template | 2026-06-05 | Asset_Metadata | Component | Sprinkler Zone Valve B2-001 | MEP |  | JSON/COBie/IFC | IfcValve | 6ff2f275-ecdd-4276-b839-4c7b453f734a | assets[].discipline | 07_IFC_Metadata_EAV | 6ff2f275-ecdd-4276-b839-4c7b453f734a
category | DTP_Template | 2026-06-05 | Asset_Metadata | Component | Sprinkler Zone Valve B2-001 | Valve |  | JSON/COBie/IFC | IfcValve | 6ff2f275-ecdd-4276-b839-4c7b453f734a | assets[].category | 07_IFC_Metadata_EAV | 6ff2f275-ecdd-4276-b839-4c7b453f734a
asset_type | DTP_Template | 2026-06-05 | Asset_Metadata | Component | Sprinkler Zone Valve B2-001 | SprinklerValve |  | JSON/COBie/IFC | IfcValve | 6ff2f275-ecdd-4276-b839-4c7b453f734a | assets[].asset_type | 07_IFC_Metadata_EAV | 6ff2f275-ecdd-4276-b839-4c7b453f734a
classification.uniclass_code | DTP_Template | 2026-06-05 | LOI_Classification | Component | Sprinkler Zone Valve B2-001 | placeholder |  | JSON/COBie/IFC | IfcValve | 6ff2f275-ecdd-4276-b839-4c7b453f734a | assets[].classification.uniclass_code | 07_IFC_Metadata_EAV | 6ff2f275-ecdd-4276-b839-4c7b453f734a
classification.omniclass_code | DTP_Template | 2026-06-05 | LOI_Classification | Component | Sprinkler Zone Valve B2-001 | placeholder |  | JSON/COBie/IFC | IfcValve | 6ff2f275-ecdd-4276-b839-4c7b453f734a | assets[].classification.omniclass_code | 07_IFC_Metadata_EAV | 6ff2f275-ecdd-4276-b839-4c7b453f734a
classification.local_classification | DTP_Template | 2026-06-05 | LOI_Classification | Component | Sprinkler Zone Valve B2-001 | Fire Fighting/Valve/SprinklerValve |  | JSON/COBie/IFC | IfcValve | 6ff2f275-ecdd-4276-b839-4c7b453f734a | assets[].classification.local_classification | 07_IFC_Metadata_EAV | 6ff2f275-ecdd-4276-b839-4c7b453f734a
location.facility_id | DTP_Template | 2026-06-05 | LOI_Location | Component | Sprinkler Zone Valve B2-001 | FAC-OFFICE-TOWER-A |  | JSON/COBie/IFC | IfcValve | 6ff2f275-ecdd-4276-b839-4c7b453f734a | assets[].location.facility_id | 07_IFC_Metadata_EAV | 6ff2f275-ecdd-4276-b839-4c7b453f734a
location.floor_id | DTP_Template | 2026-06-05 | LOI_Location | Component | Sprinkler Zone Valve B2-001 | FL-B2 |  | JSON/COBie/IFC | IfcValve | 6ff2f275-ecdd-4276-b839-4c7b453f734a | assets[].location.floor_id | 07_IFC_Metadata_EAV | 6ff2f275-ecdd-4276-b839-4c7b453f734a
location.space_id | DTP_Template | 2026-06-05 | LOI_Location | Component | Sprinkler Zone Valve B2-001 | SP-B2-PARKING-A |  | JSON/COBie/IFC | IfcValve | 6ff2f275-ecdd-4276-b839-4c7b453f734a | assets[].location.space_id | 07_IFC_Metadata_EAV | 6ff2f275-ecdd-4276-b839-4c7b453f734a
location.zone_id | DTP_Template | 2026-06-05 | LOI_Location | Component | Sprinkler Zone Valve B2-001 | ZONE-FIRE-B1 |  | JSON/COBie/IFC | IfcValve | 6ff2f275-ecdd-4276-b839-4c7b453f734a | assets[].location.zone_id | 07_IFC_Metadata_EAV | 6ff2f275-ecdd-4276-b839-4c7b453f734a
bim_mapping.ifc_guid | DTP_Template | 2026-06-05 | IFC_Core | Component | Sprinkler Zone Valve B2-001 | 6ff2f275-ecdd-4276-b839-4c7b453f734a |  | JSON/COBie/IFC | IfcValve | 6ff2f275-ecdd-4276-b839-4c7b453f734a | assets[].bim_mapping.ifc_guid | 07_IFC_Metadata_EAV | 6ff2f275-ecdd-4276-b839-4c7b453f734a
bim_mapping.ifc_entity | DTP_Template | 2026-06-05 | IFC_Core | Component | Sprinkler Zone Valve B2-001 | IfcValve |  | JSON/COBie/IFC | IfcValve | 6ff2f275-ecdd-4276-b839-4c7b453f734a | assets[].bim_mapping.ifc_entity | 07_IFC_Metadata_EAV | 6ff2f275-ecdd-4276-b839-4c7b453f734a
bim_mapping.ifc_name | DTP_Template | 2026-06-05 | IFC_Core | Component | Sprinkler Zone Valve B2-001 | Sprinkler Zone Valve B2-001 |  | JSON/COBie/IFC | IfcValve | 6ff2f275-ecdd-4276-b839-4c7b453f734a | assets[].bim_mapping.ifc_name | 07_IFC_Metadata_EAV | 6ff2f275-ecdd-4276-b839-4c7b453f734a
bim_mapping.source_model_id | DTP_Template | 2026-06-05 | IFC_Core | Component | Sprinkler Zone Valve B2-001 | IFC-MEP-001 |  | JSON/COBie/IFC | IfcValve | 6ff2f275-ecdd-4276-b839-4c7b453f734a | assets[].bim_mapping.source_model_id | 07_IFC_Metadata_EAV | 6ff2f275-ecdd-4276-b839-4c7b453f734a
bim_mapping.global_id_locked | DTP_Template | 2026-06-05 | IFC_Core | Component | Sprinkler Zone Valve B2-001 | TRUE |  | JSON/COBie/IFC | IfcValve | 6ff2f275-ecdd-4276-b839-4c7b453f734a | assets[].bim_mapping.global_id_locked | 07_IFC_Metadata_EAV | 6ff2f275-ecdd-4276-b839-4c7b453f734a
cobie_mapping.component_name | DTP_Template | 2026-06-05 | Asset_Metadata | Component | Sprinkler Zone Valve B2-001 | SPRINKLER-B2-001 |  | JSON/COBie/IFC | IfcValve | 6ff2f275-ecdd-4276-b839-4c7b453f734a | assets[].cobie_mapping.component_name | 07_IFC_Metadata_EAV | 6ff2f275-ecdd-4276-b839-4c7b453f734a
cobie_mapping.type_name | DTP_Template | 2026-06-05 | Asset_Metadata | Component | Sprinkler Zone Valve B2-001 | SprinklerValve |  | JSON/COBie/IFC | IfcValve | 6ff2f275-ecdd-4276-b839-4c7b453f734a | assets[].cobie_mapping.type_name | 07_IFC_Metadata_EAV | 6ff2f275-ecdd-4276-b839-4c7b453f734a
cobie_mapping.system_name | DTP_Template | 2026-06-05 | Asset_Metadata | Component | Sprinkler Zone Valve B2-001 | Fire Fighting |  | JSON/COBie/IFC | IfcValve | 6ff2f275-ecdd-4276-b839-4c7b453f734a | assets[].cobie_mapping.system_name | 07_IFC_Metadata_EAV | 6ff2f275-ecdd-4276-b839-4c7b453f734a
cobie_mapping.space_name | DTP_Template | 2026-06-05 | Asset_Metadata | Component | Sprinkler Zone Valve B2-001 | SP-B2-PARKING-A |  | JSON/COBie/IFC | IfcValve | 6ff2f275-ecdd-4276-b839-4c7b453f734a | assets[].cobie_mapping.space_name | 07_IFC_Metadata_EAV | 6ff2f275-ecdd-4276-b839-4c7b453f734a
manufacturer_data.manufacturer | DTP_Template | 2026-06-05 | LOI_Manufacturer | Component | Sprinkler Zone Valve B2-001 | Generic Manufacturer |  | JSON/COBie/IFC | IfcValve | 6ff2f275-ecdd-4276-b839-4c7b453f734a | assets[].manufacturer_data.manufacturer | 07_IFC_Metadata_EAV | 6ff2f275-ecdd-4276-b839-4c7b453f734a
manufacturer_data.model | DTP_Template | 2026-06-05 | LOI_Manufacturer | Component | Sprinkler Zone Valve B2-001 | Model-Placeholder |  | JSON/COBie/IFC | IfcValve | 6ff2f275-ecdd-4276-b839-4c7b453f734a | assets[].manufacturer_data.model | 07_IFC_Metadata_EAV | 6ff2f275-ecdd-4276-b839-4c7b453f734a
manufacturer_data.serial_number | DTP_Template | 2026-06-05 | LOI_Manufacturer | Component | Sprinkler Zone Valve B2-001 | SN-SPRINKLER-B2-001 |  | JSON/COBie/IFC | IfcValve | 6ff2f275-ecdd-4276-b839-4c7b453f734a | assets[].manufacturer_data.serial_number | 07_IFC_Metadata_EAV | 6ff2f275-ecdd-4276-b839-4c7b453f734a
manufacturer_data.installation_date | DTP_Template | 2026-06-05 | LOI_Manufacturer | Component | Sprinkler Zone Valve B2-001 | 2026-05-15 |  | JSON/COBie/IFC | IfcValve | 6ff2f275-ecdd-4276-b839-4c7b453f734a | assets[].manufacturer_data.installation_date | 07_IFC_Metadata_EAV | 6ff2f275-ecdd-4276-b839-4c7b453f734a
manufacturer_data.warranty_start_date | DTP_Template | 2026-06-05 | LOI_Manufacturer | Component | Sprinkler Zone Valve B2-001 | 2026-06-01 |  | JSON/COBie/IFC | IfcValve | 6ff2f275-ecdd-4276-b839-4c7b453f734a | assets[].manufacturer_data.warranty_start_date | 07_IFC_Metadata_EAV | 6ff2f275-ecdd-4276-b839-4c7b453f734a
manufacturer_data.warranty_end_date | DTP_Template | 2026-06-05 | LOI_Manufacturer | Component | Sprinkler Zone Valve B2-001 | 2028-06-01 |  | JSON/COBie/IFC | IfcValve | 6ff2f275-ecdd-4276-b839-4c7b453f734a | assets[].manufacturer_data.warranty_end_date | 07_IFC_Metadata_EAV | 6ff2f275-ecdd-4276-b839-4c7b453f734a
operation_data.maintainable | DTP_Template | 2026-06-05 | LOI_Operation_Maintenance | Component | Sprinkler Zone Valve B2-001 | TRUE |  | JSON/COBie/IFC | IfcValve | 6ff2f275-ecdd-4276-b839-4c7b453f734a | assets[].operation_data.maintainable | 07_IFC_Metadata_EAV | 6ff2f275-ecdd-4276-b839-4c7b453f734a
operation_data.criticality | DTP_Template | 2026-06-05 | LOI_Operation_Maintenance | Component | Sprinkler Zone Valve B2-001 | High |  | JSON/COBie/IFC | IfcValve | 6ff2f275-ecdd-4276-b839-4c7b453f734a | assets[].operation_data.criticality | 07_IFC_Metadata_EAV | 6ff2f275-ecdd-4276-b839-4c7b453f734a
operation_data.expected_life_years | DTP_Template | 2026-06-05 | LOI_Operation_Maintenance | Component | Sprinkler Zone Valve B2-001 | 15 |  | JSON/COBie/IFC | IfcValve | 6ff2f275-ecdd-4276-b839-4c7b453f734a | assets[].operation_data.expected_life_years | 07_IFC_Metadata_EAV | 6ff2f275-ecdd-4276-b839-4c7b453f734a
operation_data.maintenance_strategy | DTP_Template | 2026-06-05 | LOI_Operation_Maintenance | Component | Sprinkler Zone Valve B2-001 | preventive_and_condition_based |  | JSON/COBie/IFC | IfcValve | 6ff2f275-ecdd-4276-b839-4c7b453f734a | assets[].operation_data.maintenance_strategy | 07_IFC_Metadata_EAV | 6ff2f275-ecdd-4276-b839-4c7b453f734a
operation_data.cmms_asset_id | DTP_Template | 2026-06-05 | LOI_Operation_Maintenance | Component | Sprinkler Zone Valve B2-001 | CMMS-SPRINKLER-B2-001 |  | JSON/COBie/IFC | IfcValve | 6ff2f275-ecdd-4276-b839-4c7b453f734a | assets[].operation_data.cmms_asset_id | 07_IFC_Metadata_EAV | 6ff2f275-ecdd-4276-b839-4c7b453f734a
operation_data.spare_part_group | DTP_Template | 2026-06-05 | LOI_Operation_Maintenance | Component | Sprinkler Zone Valve B2-001 | SPARE-VALVE |  | JSON/COBie/IFC | IfcValve | 6ff2f275-ecdd-4276-b839-4c7b453f734a | assets[].operation_data.spare_part_group | 07_IFC_Metadata_EAV | 6ff2f275-ecdd-4276-b839-4c7b453f734a
operation_data.manual_url | DTP_Template | 2026-06-05 | LOI_Operation_Maintenance | Component | Sprinkler Zone Valve B2-001 | https://example.com/om_manuals/SPRINKLER-B2-001.pdf |  | JSON/COBie/IFC | IfcValve | 6ff2f275-ecdd-4276-b839-4c7b453f734a | assets[].operation_data.manual_url | 07_IFC_Metadata_EAV | 6ff2f275-ecdd-4276-b839-4c7b453f734a
digital_twin.dt_entity_type | DTP_Template | 2026-06-05 | DTP_Metadata | Component | Sprinkler Zone Valve B2-001 | asset |  | JSON/COBie/IFC | IfcValve | 6ff2f275-ecdd-4276-b839-4c7b453f734a | assets[].digital_twin.dt_entity_type | 07_IFC_Metadata_EAV | 6ff2f275-ecdd-4276-b839-4c7b453f734a
digital_twin.state_source | DTP_Template | 2026-06-05 | DTP_Metadata | Component | Sprinkler Zone Valve B2-001 | BMS/IoT/CMMS |  | JSON/COBie/IFC | IfcValve | 6ff2f275-ecdd-4276-b839-4c7b453f734a | assets[].digital_twin.state_source | 07_IFC_Metadata_EAV | 6ff2f275-ecdd-4276-b839-4c7b453f734a
digital_twin.realtime_enabled | DTP_Template | 2026-06-05 | DTP_Metadata | Component | Sprinkler Zone Valve B2-001 | TRUE |  | JSON/COBie/IFC | IfcValve | 6ff2f275-ecdd-4276-b839-4c7b453f734a | assets[].digital_twin.realtime_enabled | 07_IFC_Metadata_EAV | 6ff2f275-ecdd-4276-b839-4c7b453f734a
digital_twin.history_enabled | DTP_Template | 2026-06-05 | DTP_Metadata | Component | Sprinkler Zone Valve B2-001 | TRUE |  | JSON/COBie/IFC | IfcValve | 6ff2f275-ecdd-4276-b839-4c7b453f734a | assets[].digital_twin.history_enabled | 07_IFC_Metadata_EAV | 6ff2f275-ecdd-4276-b839-4c7b453f734a
digital_twin.visual_selectable | DTP_Template | 2026-06-05 | DTP_Metadata | Component | Sprinkler Zone Valve B2-001 | TRUE |  | JSON/COBie/IFC | IfcValve | 6ff2f275-ecdd-4276-b839-4c7b453f734a | assets[].digital_twin.visual_selectable | 07_IFC_Metadata_EAV | 6ff2f275-ecdd-4276-b839-4c7b453f734a
digital_twin.visual_highlight_layer | DTP_Template | 2026-06-05 | DTP_Metadata | Component | Sprinkler Zone Valve B2-001 | LAYER-ASSET-FIRE-FIGHTING |  | JSON/COBie/IFC | IfcValve | 6ff2f275-ecdd-4276-b839-4c7b453f734a | assets[].digital_twin.visual_highlight_layer | 07_IFC_Metadata_EAV | 6ff2f275-ecdd-4276-b839-4c7b453f734a
tags[0] | DTP_Template | 2026-06-05 | Asset_Metadata | Component | Sprinkler Zone Valve B2-001 | fire_fighting |  | JSON/COBie/IFC | IfcValve | 6ff2f275-ecdd-4276-b839-4c7b453f734a | assets[].tags[0] | 07_IFC_Metadata_EAV | 6ff2f275-ecdd-4276-b839-4c7b453f734a
tags[1] | DTP_Template | 2026-06-05 | Asset_Metadata | Component | Sprinkler Zone Valve B2-001 | valve |  | JSON/COBie/IFC | IfcValve | 6ff2f275-ecdd-4276-b839-4c7b453f734a | assets[].tags[1] | 07_IFC_Metadata_EAV | 6ff2f275-ecdd-4276-b839-4c7b453f734a
tags[2] | DTP_Template | 2026-06-05 | Asset_Metadata | Component | Sprinkler Zone Valve B2-001 | sprinklervalve |  | JSON/COBie/IFC | IfcValve | 6ff2f275-ecdd-4276-b839-4c7b453f734a | assets[].tags[2] | 07_IFC_Metadata_EAV | 6ff2f275-ecdd-4276-b839-4c7b453f734a
asset_id | DTP_Template | 2026-06-05 | Asset_Metadata | Component | Smoke Detector L01-001 | SMOKE-L01-001 |  | JSON/COBie/IFC | IfcSensor | 2c04cd7b-491c-40f9-a50b-0cd87dbf9008 | assets[].asset_id | 07_IFC_Metadata_EAV | 2c04cd7b-491c-40f9-a50b-0cd87dbf9008
asset_name | DTP_Template | 2026-06-05 | Asset_Metadata | Component | Smoke Detector L01-001 | Smoke Detector L01-001 |  | JSON/COBie/IFC | IfcSensor | 2c04cd7b-491c-40f9-a50b-0cd87dbf9008 | assets[].asset_name | 07_IFC_Metadata_EAV | 2c04cd7b-491c-40f9-a50b-0cd87dbf9008
asset_status | DTP_Template | 2026-06-05 | Asset_Metadata | Component | Smoke Detector L01-001 | in_service |  | JSON/COBie/IFC | IfcSensor | 2c04cd7b-491c-40f9-a50b-0cd87dbf9008 | assets[].asset_status | 07_IFC_Metadata_EAV | 2c04cd7b-491c-40f9-a50b-0cd87dbf9008
system | DTP_Template | 2026-06-05 | Asset_Metadata | Component | Smoke Detector L01-001 | Fire Alarm |  | JSON/COBie/IFC | IfcSensor | 2c04cd7b-491c-40f9-a50b-0cd87dbf9008 | assets[].system | 07_IFC_Metadata_EAV | 2c04cd7b-491c-40f9-a50b-0cd87dbf9008
discipline | DTP_Template | 2026-06-05 | Asset_Metadata | Component | Smoke Detector L01-001 | MEP |  | JSON/COBie/IFC | IfcSensor | 2c04cd7b-491c-40f9-a50b-0cd87dbf9008 | assets[].discipline | 07_IFC_Metadata_EAV | 2c04cd7b-491c-40f9-a50b-0cd87dbf9008
category | DTP_Template | 2026-06-05 | Asset_Metadata | Component | Smoke Detector L01-001 | Detector |  | JSON/COBie/IFC | IfcSensor | 2c04cd7b-491c-40f9-a50b-0cd87dbf9008 | assets[].category | 07_IFC_Metadata_EAV | 2c04cd7b-491c-40f9-a50b-0cd87dbf9008
asset_type | DTP_Template | 2026-06-05 | Asset_Metadata | Component | Smoke Detector L01-001 | SmokeDetector |  | JSON/COBie/IFC | IfcSensor | 2c04cd7b-491c-40f9-a50b-0cd87dbf9008 | assets[].asset_type | 07_IFC_Metadata_EAV | 2c04cd7b-491c-40f9-a50b-0cd87dbf9008
classification.uniclass_code | DTP_Template | 2026-06-05 | LOI_Classification | Component | Smoke Detector L01-001 | placeholder |  | JSON/COBie/IFC | IfcSensor | 2c04cd7b-491c-40f9-a50b-0cd87dbf9008 | assets[].classification.uniclass_code | 07_IFC_Metadata_EAV | 2c04cd7b-491c-40f9-a50b-0cd87dbf9008
classification.omniclass_code | DTP_Template | 2026-06-05 | LOI_Classification | Component | Smoke Detector L01-001 | placeholder |  | JSON/COBie/IFC | IfcSensor | 2c04cd7b-491c-40f9-a50b-0cd87dbf9008 | assets[].classification.omniclass_code | 07_IFC_Metadata_EAV | 2c04cd7b-491c-40f9-a50b-0cd87dbf9008
classification.local_classification | DTP_Template | 2026-06-05 | LOI_Classification | Component | Smoke Detector L01-001 | Fire Alarm/Detector/SmokeDetector |  | JSON/COBie/IFC | IfcSensor | 2c04cd7b-491c-40f9-a50b-0cd87dbf9008 | assets[].classification.local_classification | 07_IFC_Metadata_EAV | 2c04cd7b-491c-40f9-a50b-0cd87dbf9008
location.facility_id | DTP_Template | 2026-06-05 | LOI_Location | Component | Smoke Detector L01-001 | FAC-OFFICE-TOWER-A |  | JSON/COBie/IFC | IfcSensor | 2c04cd7b-491c-40f9-a50b-0cd87dbf9008 | assets[].location.facility_id | 07_IFC_Metadata_EAV | 2c04cd7b-491c-40f9-a50b-0cd87dbf9008
location.floor_id | DTP_Template | 2026-06-05 | LOI_Location | Component | Smoke Detector L01-001 | FL-L01 |  | JSON/COBie/IFC | IfcSensor | 2c04cd7b-491c-40f9-a50b-0cd87dbf9008 | assets[].location.floor_id | 07_IFC_Metadata_EAV | 2c04cd7b-491c-40f9-a50b-0cd87dbf9008
location.space_id | DTP_Template | 2026-06-05 | LOI_Location | Component | Smoke Detector L01-001 | SP-L01-LOBBY |  | JSON/COBie/IFC | IfcSensor | 2c04cd7b-491c-40f9-a50b-0cd87dbf9008 | assets[].location.space_id | 07_IFC_Metadata_EAV | 2c04cd7b-491c-40f9-a50b-0cd87dbf9008
location.zone_id | DTP_Template | 2026-06-05 | LOI_Location | Component | Smoke Detector L01-001 | ZONE-PUBLIC-L01 |  | JSON/COBie/IFC | IfcSensor | 2c04cd7b-491c-40f9-a50b-0cd87dbf9008 | assets[].location.zone_id | 07_IFC_Metadata_EAV | 2c04cd7b-491c-40f9-a50b-0cd87dbf9008
bim_mapping.ifc_guid | DTP_Template | 2026-06-05 | IFC_Core | Component | Smoke Detector L01-001 | 2c04cd7b-491c-40f9-a50b-0cd87dbf9008 |  | JSON/COBie/IFC | IfcSensor | 2c04cd7b-491c-40f9-a50b-0cd87dbf9008 | assets[].bim_mapping.ifc_guid | 07_IFC_Metadata_EAV | 2c04cd7b-491c-40f9-a50b-0cd87dbf9008
bim_mapping.ifc_entity | DTP_Template | 2026-06-05 | IFC_Core | Component | Smoke Detector L01-001 | IfcSensor |  | JSON/COBie/IFC | IfcSensor | 2c04cd7b-491c-40f9-a50b-0cd87dbf9008 | assets[].bim_mapping.ifc_entity | 07_IFC_Metadata_EAV | 2c04cd7b-491c-40f9-a50b-0cd87dbf9008
bim_mapping.ifc_name | DTP_Template | 2026-06-05 | IFC_Core | Component | Smoke Detector L01-001 | Smoke Detector L01-001 |  | JSON/COBie/IFC | IfcSensor | 2c04cd7b-491c-40f9-a50b-0cd87dbf9008 | assets[].bim_mapping.ifc_name | 07_IFC_Metadata_EAV | 2c04cd7b-491c-40f9-a50b-0cd87dbf9008
bim_mapping.source_model_id | DTP_Template | 2026-06-05 | IFC_Core | Component | Smoke Detector L01-001 | IFC-MEP-001 |  | JSON/COBie/IFC | IfcSensor | 2c04cd7b-491c-40f9-a50b-0cd87dbf9008 | assets[].bim_mapping.source_model_id | 07_IFC_Metadata_EAV | 2c04cd7b-491c-40f9-a50b-0cd87dbf9008
bim_mapping.global_id_locked | DTP_Template | 2026-06-05 | IFC_Core | Component | Smoke Detector L01-001 | TRUE |  | JSON/COBie/IFC | IfcSensor | 2c04cd7b-491c-40f9-a50b-0cd87dbf9008 | assets[].bim_mapping.global_id_locked | 07_IFC_Metadata_EAV | 2c04cd7b-491c-40f9-a50b-0cd87dbf9008
cobie_mapping.component_name | DTP_Template | 2026-06-05 | Asset_Metadata | Component | Smoke Detector L01-001 | SMOKE-L01-001 |  | JSON/COBie/IFC | IfcSensor | 2c04cd7b-491c-40f9-a50b-0cd87dbf9008 | assets[].cobie_mapping.component_name | 07_IFC_Metadata_EAV | 2c04cd7b-491c-40f9-a50b-0cd87dbf9008
cobie_mapping.type_name | DTP_Template | 2026-06-05 | Asset_Metadata | Component | Smoke Detector L01-001 | SmokeDetector |  | JSON/COBie/IFC | IfcSensor | 2c04cd7b-491c-40f9-a50b-0cd87dbf9008 | assets[].cobie_mapping.type_name | 07_IFC_Metadata_EAV | 2c04cd7b-491c-40f9-a50b-0cd87dbf9008
cobie_mapping.system_name | DTP_Template | 2026-06-05 | Asset_Metadata | Component | Smoke Detector L01-001 | Fire Alarm |  | JSON/COBie/IFC | IfcSensor | 2c04cd7b-491c-40f9-a50b-0cd87dbf9008 | assets[].cobie_mapping.system_name | 07_IFC_Metadata_EAV | 2c04cd7b-491c-40f9-a50b-0cd87dbf9008
cobie_mapping.space_name | DTP_Template | 2026-06-05 | Asset_Metadata | Component | Smoke Detector L01-001 | SP-L01-LOBBY |  | JSON/COBie/IFC | IfcSensor | 2c04cd7b-491c-40f9-a50b-0cd87dbf9008 | assets[].cobie_mapping.space_name | 07_IFC_Metadata_EAV | 2c04cd7b-491c-40f9-a50b-0cd87dbf9008
manufacturer_data.manufacturer | DTP_Template | 2026-06-05 | LOI_Manufacturer | Component | Smoke Detector L01-001 | Generic Manufacturer |  | JSON/COBie/IFC | IfcSensor | 2c04cd7b-491c-40f9-a50b-0cd87dbf9008 | assets[].manufacturer_data.manufacturer | 07_IFC_Metadata_EAV | 2c04cd7b-491c-40f9-a50b-0cd87dbf9008
manufacturer_data.model | DTP_Template | 2026-06-05 | LOI_Manufacturer | Component | Smoke Detector L01-001 | Model-Placeholder |  | JSON/COBie/IFC | IfcSensor | 2c04cd7b-491c-40f9-a50b-0cd87dbf9008 | assets[].manufacturer_data.model | 07_IFC_Metadata_EAV | 2c04cd7b-491c-40f9-a50b-0cd87dbf9008
manufacturer_data.serial_number | DTP_Template | 2026-06-05 | LOI_Manufacturer | Component | Smoke Detector L01-001 | SN-SMOKE-L01-001 |  | JSON/COBie/IFC | IfcSensor | 2c04cd7b-491c-40f9-a50b-0cd87dbf9008 | assets[].manufacturer_data.serial_number | 07_IFC_Metadata_EAV | 2c04cd7b-491c-40f9-a50b-0cd87dbf9008
manufacturer_data.installation_date | DTP_Template | 2026-06-05 | LOI_Manufacturer | Component | Smoke Detector L01-001 | 2026-05-15 |  | JSON/COBie/IFC | IfcSensor | 2c04cd7b-491c-40f9-a50b-0cd87dbf9008 | assets[].manufacturer_data.installation_date | 07_IFC_Metadata_EAV | 2c04cd7b-491c-40f9-a50b-0cd87dbf9008
manufacturer_data.warranty_start_date | DTP_Template | 2026-06-05 | LOI_Manufacturer | Component | Smoke Detector L01-001 | 2026-06-01 |  | JSON/COBie/IFC | IfcSensor | 2c04cd7b-491c-40f9-a50b-0cd87dbf9008 | assets[].manufacturer_data.warranty_start_date | 07_IFC_Metadata_EAV | 2c04cd7b-491c-40f9-a50b-0cd87dbf9008
manufacturer_data.warranty_end_date | DTP_Template | 2026-06-05 | LOI_Manufacturer | Component | Smoke Detector L01-001 | 2028-06-01 |  | JSON/COBie/IFC | IfcSensor | 2c04cd7b-491c-40f9-a50b-0cd87dbf9008 | assets[].manufacturer_data.warranty_end_date | 07_IFC_Metadata_EAV | 2c04cd7b-491c-40f9-a50b-0cd87dbf9008
operation_data.maintainable | DTP_Template | 2026-06-05 | LOI_Operation_Maintenance | Component | Smoke Detector L01-001 | TRUE |  | JSON/COBie/IFC | IfcSensor | 2c04cd7b-491c-40f9-a50b-0cd87dbf9008 | assets[].operation_data.maintainable | 07_IFC_Metadata_EAV | 2c04cd7b-491c-40f9-a50b-0cd87dbf9008
operation_data.criticality | DTP_Template | 2026-06-05 | LOI_Operation_Maintenance | Component | Smoke Detector L01-001 | High |  | JSON/COBie/IFC | IfcSensor | 2c04cd7b-491c-40f9-a50b-0cd87dbf9008 | assets[].operation_data.criticality | 07_IFC_Metadata_EAV | 2c04cd7b-491c-40f9-a50b-0cd87dbf9008
operation_data.expected_life_years | DTP_Template | 2026-06-05 | LOI_Operation_Maintenance | Component | Smoke Detector L01-001 | 15 |  | JSON/COBie/IFC | IfcSensor | 2c04cd7b-491c-40f9-a50b-0cd87dbf9008 | assets[].operation_data.expected_life_years | 07_IFC_Metadata_EAV | 2c04cd7b-491c-40f9-a50b-0cd87dbf9008
operation_data.maintenance_strategy | DTP_Template | 2026-06-05 | LOI_Operation_Maintenance | Component | Smoke Detector L01-001 | preventive_and_condition_based |  | JSON/COBie/IFC | IfcSensor | 2c04cd7b-491c-40f9-a50b-0cd87dbf9008 | assets[].operation_data.maintenance_strategy | 07_IFC_Metadata_EAV | 2c04cd7b-491c-40f9-a50b-0cd87dbf9008
operation_data.cmms_asset_id | DTP_Template | 2026-06-05 | LOI_Operation_Maintenance | Component | Smoke Detector L01-001 | CMMS-SMOKE-L01-001 |  | JSON/COBie/IFC | IfcSensor | 2c04cd7b-491c-40f9-a50b-0cd87dbf9008 | assets[].operation_data.cmms_asset_id | 07_IFC_Metadata_EAV | 2c04cd7b-491c-40f9-a50b-0cd87dbf9008
operation_data.spare_part_group | DTP_Template | 2026-06-05 | LOI_Operation_Maintenance | Component | Smoke Detector L01-001 | SPARE-DETECTOR |  | JSON/COBie/IFC | IfcSensor | 2c04cd7b-491c-40f9-a50b-0cd87dbf9008 | assets[].operation_data.spare_part_group | 07_IFC_Metadata_EAV | 2c04cd7b-491c-40f9-a50b-0cd87dbf9008
operation_data.manual_url | DTP_Template | 2026-06-05 | LOI_Operation_Maintenance | Component | Smoke Detector L01-001 | https://example.com/om_manuals/SMOKE-L01-001.pdf |  | JSON/COBie/IFC | IfcSensor | 2c04cd7b-491c-40f9-a50b-0cd87dbf9008 | assets[].operation_data.manual_url | 07_IFC_Metadata_EAV | 2c04cd7b-491c-40f9-a50b-0cd87dbf9008
digital_twin.dt_entity_type | DTP_Template | 2026-06-05 | DTP_Metadata | Component | Smoke Detector L01-001 | asset |  | JSON/COBie/IFC | IfcSensor | 2c04cd7b-491c-40f9-a50b-0cd87dbf9008 | assets[].digital_twin.dt_entity_type | 07_IFC_Metadata_EAV | 2c04cd7b-491c-40f9-a50b-0cd87dbf9008
digital_twin.state_source | DTP_Template | 2026-06-05 | DTP_Metadata | Component | Smoke Detector L01-001 | BMS/IoT/CMMS |  | JSON/COBie/IFC | IfcSensor | 2c04cd7b-491c-40f9-a50b-0cd87dbf9008 | assets[].digital_twin.state_source | 07_IFC_Metadata_EAV | 2c04cd7b-491c-40f9-a50b-0cd87dbf9008
digital_twin.realtime_enabled | DTP_Template | 2026-06-05 | DTP_Metadata | Component | Smoke Detector L01-001 | TRUE |  | JSON/COBie/IFC | IfcSensor | 2c04cd7b-491c-40f9-a50b-0cd87dbf9008 | assets[].digital_twin.realtime_enabled | 07_IFC_Metadata_EAV | 2c04cd7b-491c-40f9-a50b-0cd87dbf9008
digital_twin.history_enabled | DTP_Template | 2026-06-05 | DTP_Metadata | Component | Smoke Detector L01-001 | TRUE |  | JSON/COBie/IFC | IfcSensor | 2c04cd7b-491c-40f9-a50b-0cd87dbf9008 | assets[].digital_twin.history_enabled | 07_IFC_Metadata_EAV | 2c04cd7b-491c-40f9-a50b-0cd87dbf9008
digital_twin.visual_selectable | DTP_Template | 2026-06-05 | DTP_Metadata | Component | Smoke Detector L01-001 | TRUE |  | JSON/COBie/IFC | IfcSensor | 2c04cd7b-491c-40f9-a50b-0cd87dbf9008 | assets[].digital_twin.visual_selectable | 07_IFC_Metadata_EAV | 2c04cd7b-491c-40f9-a50b-0cd87dbf9008
digital_twin.visual_highlight_layer | DTP_Template | 2026-06-05 | DTP_Metadata | Component | Smoke Detector L01-001 | LAYER-ASSET-FIRE-ALARM |  | JSON/COBie/IFC | IfcSensor | 2c04cd7b-491c-40f9-a50b-0cd87dbf9008 | assets[].digital_twin.visual_highlight_layer | 07_IFC_Metadata_EAV | 2c04cd7b-491c-40f9-a50b-0cd87dbf9008
tags[0] | DTP_Template | 2026-06-05 | Asset_Metadata | Component | Smoke Detector L01-001 | fire_alarm |  | JSON/COBie/IFC | IfcSensor | 2c04cd7b-491c-40f9-a50b-0cd87dbf9008 | assets[].tags[0] | 07_IFC_Metadata_EAV | 2c04cd7b-491c-40f9-a50b-0cd87dbf9008
tags[1] | DTP_Template | 2026-06-05 | Asset_Metadata | Component | Smoke Detector L01-001 | detector |  | JSON/COBie/IFC | IfcSensor | 2c04cd7b-491c-40f9-a50b-0cd87dbf9008 | assets[].tags[1] | 07_IFC_Metadata_EAV | 2c04cd7b-491c-40f9-a50b-0cd87dbf9008
tags[2] | DTP_Template | 2026-06-05 | Asset_Metadata | Component | Smoke Detector L01-001 | smokedetector |  | JSON/COBie/IFC | IfcSensor | 2c04cd7b-491c-40f9-a50b-0cd87dbf9008 | assets[].tags[2] | 07_IFC_Metadata_EAV | 2c04cd7b-491c-40f9-a50b-0cd87dbf9008
asset_id | DTP_Template | 2026-06-05 | Asset_Metadata | Component | Sprinkler Zone Valve L01-001 | SPRINKLER-L01-001 |  | JSON/COBie/IFC | IfcValve | 234df69b-989e-4ae3-9b59-176722505a16 | assets[].asset_id | 07_IFC_Metadata_EAV | 234df69b-989e-4ae3-9b59-176722505a16
asset_name | DTP_Template | 2026-06-05 | Asset_Metadata | Component | Sprinkler Zone Valve L01-001 | Sprinkler Zone Valve L01-001 |  | JSON/COBie/IFC | IfcValve | 234df69b-989e-4ae3-9b59-176722505a16 | assets[].asset_name | 07_IFC_Metadata_EAV | 234df69b-989e-4ae3-9b59-176722505a16
asset_status | DTP_Template | 2026-06-05 | Asset_Metadata | Component | Sprinkler Zone Valve L01-001 | in_service |  | JSON/COBie/IFC | IfcValve | 234df69b-989e-4ae3-9b59-176722505a16 | assets[].asset_status | 07_IFC_Metadata_EAV | 234df69b-989e-4ae3-9b59-176722505a16
system | DTP_Template | 2026-06-05 | Asset_Metadata | Component | Sprinkler Zone Valve L01-001 | Fire Fighting |  | JSON/COBie/IFC | IfcValve | 234df69b-989e-4ae3-9b59-176722505a16 | assets[].system | 07_IFC_Metadata_EAV | 234df69b-989e-4ae3-9b59-176722505a16
discipline | DTP_Template | 2026-06-05 | Asset_Metadata | Component | Sprinkler Zone Valve L01-001 | MEP |  | JSON/COBie/IFC | IfcValve | 234df69b-989e-4ae3-9b59-176722505a16 | assets[].discipline | 07_IFC_Metadata_EAV | 234df69b-989e-4ae3-9b59-176722505a16
category | DTP_Template | 2026-06-05 | Asset_Metadata | Component | Sprinkler Zone Valve L01-001 | Valve |  | JSON/COBie/IFC | IfcValve | 234df69b-989e-4ae3-9b59-176722505a16 | assets[].category | 07_IFC_Metadata_EAV | 234df69b-989e-4ae3-9b59-176722505a16
asset_type | DTP_Template | 2026-06-05 | Asset_Metadata | Component | Sprinkler Zone Valve L01-001 | SprinklerValve |  | JSON/COBie/IFC | IfcValve | 234df69b-989e-4ae3-9b59-176722505a16 | assets[].asset_type | 07_IFC_Metadata_EAV | 234df69b-989e-4ae3-9b59-176722505a16
classification.uniclass_code | DTP_Template | 2026-06-05 | LOI_Classification | Component | Sprinkler Zone Valve L01-001 | placeholder |  | JSON/COBie/IFC | IfcValve | 234df69b-989e-4ae3-9b59-176722505a16 | assets[].classification.uniclass_code | 07_IFC_Metadata_EAV | 234df69b-989e-4ae3-9b59-176722505a16
classification.omniclass_code | DTP_Template | 2026-06-05 | LOI_Classification | Component | Sprinkler Zone Valve L01-001 | placeholder |  | JSON/COBie/IFC | IfcValve | 234df69b-989e-4ae3-9b59-176722505a16 | assets[].classification.omniclass_code | 07_IFC_Metadata_EAV | 234df69b-989e-4ae3-9b59-176722505a16
classification.local_classification | DTP_Template | 2026-06-05 | LOI_Classification | Component | Sprinkler Zone Valve L01-001 | Fire Fighting/Valve/SprinklerValve |  | JSON/COBie/IFC | IfcValve | 234df69b-989e-4ae3-9b59-176722505a16 | assets[].classification.local_classification | 07_IFC_Metadata_EAV | 234df69b-989e-4ae3-9b59-176722505a16
location.facility_id | DTP_Template | 2026-06-05 | LOI_Location | Component | Sprinkler Zone Valve L01-001 | FAC-OFFICE-TOWER-A |  | JSON/COBie/IFC | IfcValve | 234df69b-989e-4ae3-9b59-176722505a16 | assets[].location.facility_id | 07_IFC_Metadata_EAV | 234df69b-989e-4ae3-9b59-176722505a16
location.floor_id | DTP_Template | 2026-06-05 | LOI_Location | Component | Sprinkler Zone Valve L01-001 | FL-L01 |  | JSON/COBie/IFC | IfcValve | 234df69b-989e-4ae3-9b59-176722505a16 | assets[].location.floor_id | 07_IFC_Metadata_EAV | 234df69b-989e-4ae3-9b59-176722505a16
location.space_id | DTP_Template | 2026-06-05 | LOI_Location | Component | Sprinkler Zone Valve L01-001 | SP-L01-LOBBY |  | JSON/COBie/IFC | IfcValve | 234df69b-989e-4ae3-9b59-176722505a16 | assets[].location.space_id | 07_IFC_Metadata_EAV | 234df69b-989e-4ae3-9b59-176722505a16
location.zone_id | DTP_Template | 2026-06-05 | LOI_Location | Component | Sprinkler Zone Valve L01-001 | ZONE-PUBLIC-L01 |  | JSON/COBie/IFC | IfcValve | 234df69b-989e-4ae3-9b59-176722505a16 | assets[].location.zone_id | 07_IFC_Metadata_EAV | 234df69b-989e-4ae3-9b59-176722505a16
bim_mapping.ifc_guid | DTP_Template | 2026-06-05 | IFC_Core | Component | Sprinkler Zone Valve L01-001 | 234df69b-989e-4ae3-9b59-176722505a16 |  | JSON/COBie/IFC | IfcValve | 234df69b-989e-4ae3-9b59-176722505a16 | assets[].bim_mapping.ifc_guid | 07_IFC_Metadata_EAV | 234df69b-989e-4ae3-9b59-176722505a16
bim_mapping.ifc_entity | DTP_Template | 2026-06-05 | IFC_Core | Component | Sprinkler Zone Valve L01-001 | IfcValve |  | JSON/COBie/IFC | IfcValve | 234df69b-989e-4ae3-9b59-176722505a16 | assets[].bim_mapping.ifc_entity | 07_IFC_Metadata_EAV | 234df69b-989e-4ae3-9b59-176722505a16
bim_mapping.ifc_name | DTP_Template | 2026-06-05 | IFC_Core | Component | Sprinkler Zone Valve L01-001 | Sprinkler Zone Valve L01-001 |  | JSON/COBie/IFC | IfcValve | 234df69b-989e-4ae3-9b59-176722505a16 | assets[].bim_mapping.ifc_name | 07_IFC_Metadata_EAV | 234df69b-989e-4ae3-9b59-176722505a16
bim_mapping.source_model_id | DTP_Template | 2026-06-05 | IFC_Core | Component | Sprinkler Zone Valve L01-001 | IFC-MEP-001 |  | JSON/COBie/IFC | IfcValve | 234df69b-989e-4ae3-9b59-176722505a16 | assets[].bim_mapping.source_model_id | 07_IFC_Metadata_EAV | 234df69b-989e-4ae3-9b59-176722505a16
bim_mapping.global_id_locked | DTP_Template | 2026-06-05 | IFC_Core | Component | Sprinkler Zone Valve L01-001 | TRUE |  | JSON/COBie/IFC | IfcValve | 234df69b-989e-4ae3-9b59-176722505a16 | assets[].bim_mapping.global_id_locked | 07_IFC_Metadata_EAV | 234df69b-989e-4ae3-9b59-176722505a16
cobie_mapping.component_name | DTP_Template | 2026-06-05 | Asset_Metadata | Component | Sprinkler Zone Valve L01-001 | SPRINKLER-L01-001 |  | JSON/COBie/IFC | IfcValve | 234df69b-989e-4ae3-9b59-176722505a16 | assets[].cobie_mapping.component_name | 07_IFC_Metadata_EAV | 234df69b-989e-4ae3-9b59-176722505a16
cobie_mapping.type_name | DTP_Template | 2026-06-05 | Asset_Metadata | Component | Sprinkler Zone Valve L01-001 | SprinklerValve |  | JSON/COBie/IFC | IfcValve | 234df69b-989e-4ae3-9b59-176722505a16 | assets[].cobie_mapping.type_name | 07_IFC_Metadata_EAV | 234df69b-989e-4ae3-9b59-176722505a16
cobie_mapping.system_name | DTP_Template | 2026-06-05 | Asset_Metadata | Component | Sprinkler Zone Valve L01-001 | Fire Fighting |  | JSON/COBie/IFC | IfcValve | 234df69b-989e-4ae3-9b59-176722505a16 | assets[].cobie_mapping.system_name | 07_IFC_Metadata_EAV | 234df69b-989e-4ae3-9b59-176722505a16
cobie_mapping.space_name | DTP_Template | 2026-06-05 | Asset_Metadata | Component | Sprinkler Zone Valve L01-001 | SP-L01-LOBBY |  | JSON/COBie/IFC | IfcValve | 234df69b-989e-4ae3-9b59-176722505a16 | assets[].cobie_mapping.space_name | 07_IFC_Metadata_EAV | 234df69b-989e-4ae3-9b59-176722505a16
manufacturer_data.manufacturer | DTP_Template | 2026-06-05 | LOI_Manufacturer | Component | Sprinkler Zone Valve L01-001 | Generic Manufacturer |  | JSON/COBie/IFC | IfcValve | 234df69b-989e-4ae3-9b59-176722505a16 | assets[].manufacturer_data.manufacturer | 07_IFC_Metadata_EAV | 234df69b-989e-4ae3-9b59-176722505a16
manufacturer_data.model | DTP_Template | 2026-06-05 | LOI_Manufacturer | Component | Sprinkler Zone Valve L01-001 | Model-Placeholder |  | JSON/COBie/IFC | IfcValve | 234df69b-989e-4ae3-9b59-176722505a16 | assets[].manufacturer_data.model | 07_IFC_Metadata_EAV | 234df69b-989e-4ae3-9b59-176722505a16
manufacturer_data.serial_number | DTP_Template | 2026-06-05 | LOI_Manufacturer | Component | Sprinkler Zone Valve L01-001 | SN-SPRINKLER-L01-001 |  | JSON/COBie/IFC | IfcValve | 234df69b-989e-4ae3-9b59-176722505a16 | assets[].manufacturer_data.serial_number | 07_IFC_Metadata_EAV | 234df69b-989e-4ae3-9b59-176722505a16
manufacturer_data.installation_date | DTP_Template | 2026-06-05 | LOI_Manufacturer | Component | Sprinkler Zone Valve L01-001 | 2026-05-15 |  | JSON/COBie/IFC | IfcValve | 234df69b-989e-4ae3-9b59-176722505a16 | assets[].manufacturer_data.installation_date | 07_IFC_Metadata_EAV | 234df69b-989e-4ae3-9b59-176722505a16
manufacturer_data.warranty_start_date | DTP_Template | 2026-06-05 | LOI_Manufacturer | Component | Sprinkler Zone Valve L01-001 | 2026-06-01 |  | JSON/COBie/IFC | IfcValve | 234df69b-989e-4ae3-9b59-176722505a16 | assets[].manufacturer_data.warranty_start_date | 07_IFC_Metadata_EAV | 234df69b-989e-4ae3-9b59-176722505a16
manufacturer_data.warranty_end_date | DTP_Template | 2026-06-05 | LOI_Manufacturer | Component | Sprinkler Zone Valve L01-001 | 2028-06-01 |  | JSON/COBie/IFC | IfcValve | 234df69b-989e-4ae3-9b59-176722505a16 | assets[].manufacturer_data.warranty_end_date | 07_IFC_Metadata_EAV | 234df69b-989e-4ae3-9b59-176722505a16
operation_data.maintainable | DTP_Template | 2026-06-05 | LOI_Operation_Maintenance | Component | Sprinkler Zone Valve L01-001 | TRUE |  | JSON/COBie/IFC | IfcValve | 234df69b-989e-4ae3-9b59-176722505a16 | assets[].operation_data.maintainable | 07_IFC_Metadata_EAV | 234df69b-989e-4ae3-9b59-176722505a16
operation_data.criticality | DTP_Template | 2026-06-05 | LOI_Operation_Maintenance | Component | Sprinkler Zone Valve L01-001 | High |  | JSON/COBie/IFC | IfcValve | 234df69b-989e-4ae3-9b59-176722505a16 | assets[].operation_data.criticality | 07_IFC_Metadata_EAV | 234df69b-989e-4ae3-9b59-176722505a16
operation_data.expected_life_years | DTP_Template | 2026-06-05 | LOI_Operation_Maintenance | Component | Sprinkler Zone Valve L01-001 | 15 |  | JSON/COBie/IFC | IfcValve | 234df69b-989e-4ae3-9b59-176722505a16 | assets[].operation_data.expected_life_years | 07_IFC_Metadata_EAV | 234df69b-989e-4ae3-9b59-176722505a16
operation_data.maintenance_strategy | DTP_Template | 2026-06-05 | LOI_Operation_Maintenance | Component | Sprinkler Zone Valve L01-001 | preventive_and_condition_based |  | JSON/COBie/IFC | IfcValve | 234df69b-989e-4ae3-9b59-176722505a16 | assets[].operation_data.maintenance_strategy | 07_IFC_Metadata_EAV | 234df69b-989e-4ae3-9b59-176722505a16
operation_data.cmms_asset_id | DTP_Template | 2026-06-05 | LOI_Operation_Maintenance | Component | Sprinkler Zone Valve L01-001 | CMMS-SPRINKLER-L01-001 |  | JSON/COBie/IFC | IfcValve | 234df69b-989e-4ae3-9b59-176722505a16 | assets[].operation_data.cmms_asset_id | 07_IFC_Metadata_EAV | 234df69b-989e-4ae3-9b59-176722505a16
operation_data.spare_part_group | DTP_Template | 2026-06-05 | LOI_Operation_Maintenance | Component | Sprinkler Zone Valve L01-001 | SPARE-VALVE |  | JSON/COBie/IFC | IfcValve | 234df69b-989e-4ae3-9b59-176722505a16 | assets[].operation_data.spare_part_group | 07_IFC_Metadata_EAV | 234df69b-989e-4ae3-9b59-176722505a16
operation_data.manual_url | DTP_Template | 2026-06-05 | LOI_Operation_Maintenance | Component | Sprinkler Zone Valve L01-001 | https://example.com/om_manuals/SPRINKLER-L01-001.pdf |  | JSON/COBie/IFC | IfcValve | 234df69b-989e-4ae3-9b59-176722505a16 | assets[].operation_data.manual_url | 07_IFC_Metadata_EAV | 234df69b-989e-4ae3-9b59-176722505a16
digital_twin.dt_entity_type | DTP_Template | 2026-06-05 | DTP_Metadata | Component | Sprinkler Zone Valve L01-001 | asset |  | JSON/COBie/IFC | IfcValve | 234df69b-989e-4ae3-9b59-176722505a16 | assets[].digital_twin.dt_entity_type | 07_IFC_Metadata_EAV | 234df69b-989e-4ae3-9b59-176722505a16
digital_twin.state_source | DTP_Template | 2026-06-05 | DTP_Metadata | Component | Sprinkler Zone Valve L01-001 | BMS/IoT/CMMS |  | JSON/COBie/IFC | IfcValve | 234df69b-989e-4ae3-9b59-176722505a16 | assets[].digital_twin.state_source | 07_IFC_Metadata_EAV | 234df69b-989e-4ae3-9b59-176722505a16
digital_twin.realtime_enabled | DTP_Template | 2026-06-05 | DTP_Metadata | Component | Sprinkler Zone Valve L01-001 | TRUE |  | JSON/COBie/IFC | IfcValve | 234df69b-989e-4ae3-9b59-176722505a16 | assets[].digital_twin.realtime_enabled | 07_IFC_Metadata_EAV | 234df69b-989e-4ae3-9b59-176722505a16
digital_twin.history_enabled | DTP_Template | 2026-06-05 | DTP_Metadata | Component | Sprinkler Zone Valve L01-001 | TRUE |  | JSON/COBie/IFC | IfcValve | 234df69b-989e-4ae3-9b59-176722505a16 | assets[].digital_twin.history_enabled | 07_IFC_Metadata_EAV | 234df69b-989e-4ae3-9b59-176722505a16
digital_twin.visual_selectable | DTP_Template | 2026-06-05 | DTP_Metadata | Component | Sprinkler Zone Valve L01-001 | TRUE |  | JSON/COBie/IFC | IfcValve | 234df69b-989e-4ae3-9b59-176722505a16 | assets[].digital_twin.visual_selectable | 07_IFC_Metadata_EAV | 234df69b-989e-4ae3-9b59-176722505a16
digital_twin.visual_highlight_layer | DTP_Template | 2026-06-05 | DTP_Metadata | Component | Sprinkler Zone Valve L01-001 | LAYER-ASSET-FIRE-FIGHTING |  | JSON/COBie/IFC | IfcValve | 234df69b-989e-4ae3-9b59-176722505a16 | assets[].digital_twin.visual_highlight_layer | 07_IFC_Metadata_EAV | 234df69b-989e-4ae3-9b59-176722505a16
tags[0] | DTP_Template | 2026-06-05 | Asset_Metadata | Component | Sprinkler Zone Valve L01-001 | fire_fighting |  | JSON/COBie/IFC | IfcValve | 234df69b-989e-4ae3-9b59-176722505a16 | assets[].tags[0] | 07_IFC_Metadata_EAV | 234df69b-989e-4ae3-9b59-176722505a16
tags[1] | DTP_Template | 2026-06-05 | Asset_Metadata | Component | Sprinkler Zone Valve L01-001 | valve |  | JSON/COBie/IFC | IfcValve | 234df69b-989e-4ae3-9b59-176722505a16 | assets[].tags[1] | 07_IFC_Metadata_EAV | 234df69b-989e-4ae3-9b59-176722505a16
tags[2] | DTP_Template | 2026-06-05 | Asset_Metadata | Component | Sprinkler Zone Valve L01-001 | sprinklervalve |  | JSON/COBie/IFC | IfcValve | 234df69b-989e-4ae3-9b59-176722505a16 | assets[].tags[2] | 07_IFC_Metadata_EAV | 234df69b-989e-4ae3-9b59-176722505a16
asset_id | DTP_Template | 2026-06-05 | Asset_Metadata | Component | Smoke Detector L02-001 | SMOKE-L02-001 |  | JSON/COBie/IFC | IfcSensor | 2f12543c-cd24-466d-8527-d0c7bc2efd92 | assets[].asset_id | 07_IFC_Metadata_EAV | 2f12543c-cd24-466d-8527-d0c7bc2efd92
asset_name | DTP_Template | 2026-06-05 | Asset_Metadata | Component | Smoke Detector L02-001 | Smoke Detector L02-001 |  | JSON/COBie/IFC | IfcSensor | 2f12543c-cd24-466d-8527-d0c7bc2efd92 | assets[].asset_name | 07_IFC_Metadata_EAV | 2f12543c-cd24-466d-8527-d0c7bc2efd92
asset_status | DTP_Template | 2026-06-05 | Asset_Metadata | Component | Smoke Detector L02-001 | in_service |  | JSON/COBie/IFC | IfcSensor | 2f12543c-cd24-466d-8527-d0c7bc2efd92 | assets[].asset_status | 07_IFC_Metadata_EAV | 2f12543c-cd24-466d-8527-d0c7bc2efd92
system | DTP_Template | 2026-06-05 | Asset_Metadata | Component | Smoke Detector L02-001 | Fire Alarm |  | JSON/COBie/IFC | IfcSensor | 2f12543c-cd24-466d-8527-d0c7bc2efd92 | assets[].system | 07_IFC_Metadata_EAV | 2f12543c-cd24-466d-8527-d0c7bc2efd92
discipline | DTP_Template | 2026-06-05 | Asset_Metadata | Component | Smoke Detector L02-001 | MEP |  | JSON/COBie/IFC | IfcSensor | 2f12543c-cd24-466d-8527-d0c7bc2efd92 | assets[].discipline | 07_IFC_Metadata_EAV | 2f12543c-cd24-466d-8527-d0c7bc2efd92
category | DTP_Template | 2026-06-05 | Asset_Metadata | Component | Smoke Detector L02-001 | Detector |  | JSON/COBie/IFC | IfcSensor | 2f12543c-cd24-466d-8527-d0c7bc2efd92 | assets[].category | 07_IFC_Metadata_EAV | 2f12543c-cd24-466d-8527-d0c7bc2efd92
asset_type | DTP_Template | 2026-06-05 | Asset_Metadata | Component | Smoke Detector L02-001 | SmokeDetector |  | JSON/COBie/IFC | IfcSensor | 2f12543c-cd24-466d-8527-d0c7bc2efd92 | assets[].asset_type | 07_IFC_Metadata_EAV | 2f12543c-cd24-466d-8527-d0c7bc2efd92
classification.uniclass_code | DTP_Template | 2026-06-05 | LOI_Classification | Component | Smoke Detector L02-001 | placeholder |  | JSON/COBie/IFC | IfcSensor | 2f12543c-cd24-466d-8527-d0c7bc2efd92 | assets[].classification.uniclass_code | 07_IFC_Metadata_EAV | 2f12543c-cd24-466d-8527-d0c7bc2efd92
classification.omniclass_code | DTP_Template | 2026-06-05 | LOI_Classification | Component | Smoke Detector L02-001 | placeholder |  | JSON/COBie/IFC | IfcSensor | 2f12543c-cd24-466d-8527-d0c7bc2efd92 | assets[].classification.omniclass_code | 07_IFC_Metadata_EAV | 2f12543c-cd24-466d-8527-d0c7bc2efd92
classification.local_classification | DTP_Template | 2026-06-05 | LOI_Classification | Component | Smoke Detector L02-001 | Fire Alarm/Detector/SmokeDetector |  | JSON/COBie/IFC | IfcSensor | 2f12543c-cd24-466d-8527-d0c7bc2efd92 | assets[].classification.local_classification | 07_IFC_Metadata_EAV | 2f12543c-cd24-466d-8527-d0c7bc2efd92
location.facility_id | DTP_Template | 2026-06-05 | LOI_Location | Component | Smoke Detector L02-001 | FAC-OFFICE-TOWER-A |  | JSON/COBie/IFC | IfcSensor | 2f12543c-cd24-466d-8527-d0c7bc2efd92 | assets[].location.facility_id | 07_IFC_Metadata_EAV | 2f12543c-cd24-466d-8527-d0c7bc2efd92
location.floor_id | DTP_Template | 2026-06-05 | LOI_Location | Component | Smoke Detector L02-001 | FL-L02 |  | JSON/COBie/IFC | IfcSensor | 2f12543c-cd24-466d-8527-d0c7bc2efd92 | assets[].location.floor_id | 07_IFC_Metadata_EAV | 2f12543c-cd24-466d-8527-d0c7bc2efd92
location.space_id | DTP_Template | 2026-06-05 | LOI_Location | Component | Smoke Detector L02-001 | SP-L02-OFFICE-A |  | JSON/COBie/IFC | IfcSensor | 2f12543c-cd24-466d-8527-d0c7bc2efd92 | assets[].location.space_id | 07_IFC_Metadata_EAV | 2f12543c-cd24-466d-8527-d0c7bc2efd92
location.zone_id | DTP_Template | 2026-06-05 | LOI_Location | Component | Smoke Detector L02-001 | ZONE-OFFICE-L02 |  | JSON/COBie/IFC | IfcSensor | 2f12543c-cd24-466d-8527-d0c7bc2efd92 | assets[].location.zone_id | 07_IFC_Metadata_EAV | 2f12543c-cd24-466d-8527-d0c7bc2efd92
bim_mapping.ifc_guid | DTP_Template | 2026-06-05 | IFC_Core | Component | Smoke Detector L02-001 | 2f12543c-cd24-466d-8527-d0c7bc2efd92 |  | JSON/COBie/IFC | IfcSensor | 2f12543c-cd24-466d-8527-d0c7bc2efd92 | assets[].bim_mapping.ifc_guid | 07_IFC_Metadata_EAV | 2f12543c-cd24-466d-8527-d0c7bc2efd92
bim_mapping.ifc_entity | DTP_Template | 2026-06-05 | IFC_Core | Component | Smoke Detector L02-001 | IfcSensor |  | JSON/COBie/IFC | IfcSensor | 2f12543c-cd24-466d-8527-d0c7bc2efd92 | assets[].bim_mapping.ifc_entity | 07_IFC_Metadata_EAV | 2f12543c-cd24-466d-8527-d0c7bc2efd92
bim_mapping.ifc_name | DTP_Template | 2026-06-05 | IFC_Core | Component | Smoke Detector L02-001 | Smoke Detector L02-001 |  | JSON/COBie/IFC | IfcSensor | 2f12543c-cd24-466d-8527-d0c7bc2efd92 | assets[].bim_mapping.ifc_name | 07_IFC_Metadata_EAV | 2f12543c-cd24-466d-8527-d0c7bc2efd92
bim_mapping.source_model_id | DTP_Template | 2026-06-05 | IFC_Core | Component | Smoke Detector L02-001 | IFC-MEP-001 |  | JSON/COBie/IFC | IfcSensor | 2f12543c-cd24-466d-8527-d0c7bc2efd92 | assets[].bim_mapping.source_model_id | 07_IFC_Metadata_EAV | 2f12543c-cd24-466d-8527-d0c7bc2efd92
bim_mapping.global_id_locked | DTP_Template | 2026-06-05 | IFC_Core | Component | Smoke Detector L02-001 | TRUE |  | JSON/COBie/IFC | IfcSensor | 2f12543c-cd24-466d-8527-d0c7bc2efd92 | assets[].bim_mapping.global_id_locked | 07_IFC_Metadata_EAV | 2f12543c-cd24-466d-8527-d0c7bc2efd92
cobie_mapping.component_name | DTP_Template | 2026-06-05 | Asset_Metadata | Component | Smoke Detector L02-001 | SMOKE-L02-001 |  | JSON/COBie/IFC | IfcSensor | 2f12543c-cd24-466d-8527-d0c7bc2efd92 | assets[].cobie_mapping.component_name | 07_IFC_Metadata_EAV | 2f12543c-cd24-466d-8527-d0c7bc2efd92
cobie_mapping.type_name | DTP_Template | 2026-06-05 | Asset_Metadata | Component | Smoke Detector L02-001 | SmokeDetector |  | JSON/COBie/IFC | IfcSensor | 2f12543c-cd24-466d-8527-d0c7bc2efd92 | assets[].cobie_mapping.type_name | 07_IFC_Metadata_EAV | 2f12543c-cd24-466d-8527-d0c7bc2efd92
cobie_mapping.system_name | DTP_Template | 2026-06-05 | Asset_Metadata | Component | Smoke Detector L02-001 | Fire Alarm |  | JSON/COBie/IFC | IfcSensor | 2f12543c-cd24-466d-8527-d0c7bc2efd92 | assets[].cobie_mapping.system_name | 07_IFC_Metadata_EAV | 2f12543c-cd24-466d-8527-d0c7bc2efd92
cobie_mapping.space_name | DTP_Template | 2026-06-05 | Asset_Metadata | Component | Smoke Detector L02-001 | SP-L02-OFFICE-A |  | JSON/COBie/IFC | IfcSensor | 2f12543c-cd24-466d-8527-d0c7bc2efd92 | assets[].cobie_mapping.space_name | 07_IFC_Metadata_EAV | 2f12543c-cd24-466d-8527-d0c7bc2efd92
manufacturer_data.manufacturer | DTP_Template | 2026-06-05 | LOI_Manufacturer | Component | Smoke Detector L02-001 | Generic Manufacturer |  | JSON/COBie/IFC | IfcSensor | 2f12543c-cd24-466d-8527-d0c7bc2efd92 | assets[].manufacturer_data.manufacturer | 07_IFC_Metadata_EAV | 2f12543c-cd24-466d-8527-d0c7bc2efd92
manufacturer_data.model | DTP_Template | 2026-06-05 | LOI_Manufacturer | Component | Smoke Detector L02-001 | Model-Placeholder |  | JSON/COBie/IFC | IfcSensor | 2f12543c-cd24-466d-8527-d0c7bc2efd92 | assets[].manufacturer_data.model | 07_IFC_Metadata_EAV | 2f12543c-cd24-466d-8527-d0c7bc2efd92
manufacturer_data.serial_number | DTP_Template | 2026-06-05 | LOI_Manufacturer | Component | Smoke Detector L02-001 | SN-SMOKE-L02-001 |  | JSON/COBie/IFC | IfcSensor | 2f12543c-cd24-466d-8527-d0c7bc2efd92 | assets[].manufacturer_data.serial_number | 07_IFC_Metadata_EAV | 2f12543c-cd24-466d-8527-d0c7bc2efd92
manufacturer_data.installation_date | DTP_Template | 2026-06-05 | LOI_Manufacturer | Component | Smoke Detector L02-001 | 2026-05-15 |  | JSON/COBie/IFC | IfcSensor | 2f12543c-cd24-466d-8527-d0c7bc2efd92 | assets[].manufacturer_data.installation_date | 07_IFC_Metadata_EAV | 2f12543c-cd24-466d-8527-d0c7bc2efd92
manufacturer_data.warranty_start_date | DTP_Template | 2026-06-05 | LOI_Manufacturer | Component | Smoke Detector L02-001 | 2026-06-01 |  | JSON/COBie/IFC | IfcSensor | 2f12543c-cd24-466d-8527-d0c7bc2efd92 | assets[].manufacturer_data.warranty_start_date | 07_IFC_Metadata_EAV | 2f12543c-cd24-466d-8527-d0c7bc2efd92
manufacturer_data.warranty_end_date | DTP_Template | 2026-06-05 | LOI_Manufacturer | Component | Smoke Detector L02-001 | 2028-06-01 |  | JSON/COBie/IFC | IfcSensor | 2f12543c-cd24-466d-8527-d0c7bc2efd92 | assets[].manufacturer_data.warranty_end_date | 07_IFC_Metadata_EAV | 2f12543c-cd24-466d-8527-d0c7bc2efd92
operation_data.maintainable | DTP_Template | 2026-06-05 | LOI_Operation_Maintenance | Component | Smoke Detector L02-001 | TRUE |  | JSON/COBie/IFC | IfcSensor | 2f12543c-cd24-466d-8527-d0c7bc2efd92 | assets[].operation_data.maintainable | 07_IFC_Metadata_EAV | 2f12543c-cd24-466d-8527-d0c7bc2efd92
operation_data.criticality | DTP_Template | 2026-06-05 | LOI_Operation_Maintenance | Component | Smoke Detector L02-001 | High |  | JSON/COBie/IFC | IfcSensor | 2f12543c-cd24-466d-8527-d0c7bc2efd92 | assets[].operation_data.criticality | 07_IFC_Metadata_EAV | 2f12543c-cd24-466d-8527-d0c7bc2efd92
operation_data.expected_life_years | DTP_Template | 2026-06-05 | LOI_Operation_Maintenance | Component | Smoke Detector L02-001 | 15 |  | JSON/COBie/IFC | IfcSensor | 2f12543c-cd24-466d-8527-d0c7bc2efd92 | assets[].operation_data.expected_life_years | 07_IFC_Metadata_EAV | 2f12543c-cd24-466d-8527-d0c7bc2efd92
operation_data.maintenance_strategy | DTP_Template | 2026-06-05 | LOI_Operation_Maintenance | Component | Smoke Detector L02-001 | preventive_and_condition_based |  | JSON/COBie/IFC | IfcSensor | 2f12543c-cd24-466d-8527-d0c7bc2efd92 | assets[].operation_data.maintenance_strategy | 07_IFC_Metadata_EAV | 2f12543c-cd24-466d-8527-d0c7bc2efd92
operation_data.cmms_asset_id | DTP_Template | 2026-06-05 | LOI_Operation_Maintenance | Component | Smoke Detector L02-001 | CMMS-SMOKE-L02-001 |  | JSON/COBie/IFC | IfcSensor | 2f12543c-cd24-466d-8527-d0c7bc2efd92 | assets[].operation_data.cmms_asset_id | 07_IFC_Metadata_EAV | 2f12543c-cd24-466d-8527-d0c7bc2efd92
operation_data.spare_part_group | DTP_Template | 2026-06-05 | LOI_Operation_Maintenance | Component | Smoke Detector L02-001 | SPARE-DETECTOR |  | JSON/COBie/IFC | IfcSensor | 2f12543c-cd24-466d-8527-d0c7bc2efd92 | assets[].operation_data.spare_part_group | 07_IFC_Metadata_EAV | 2f12543c-cd24-466d-8527-d0c7bc2efd92
operation_data.manual_url | DTP_Template | 2026-06-05 | LOI_Operation_Maintenance | Component | Smoke Detector L02-001 | https://example.com/om_manuals/SMOKE-L02-001.pdf |  | JSON/COBie/IFC | IfcSensor | 2f12543c-cd24-466d-8527-d0c7bc2efd92 | assets[].operation_data.manual_url | 07_IFC_Metadata_EAV | 2f12543c-cd24-466d-8527-d0c7bc2efd92
digital_twin.dt_entity_type | DTP_Template | 2026-06-05 | DTP_Metadata | Component | Smoke Detector L02-001 | asset |  | JSON/COBie/IFC | IfcSensor | 2f12543c-cd24-466d-8527-d0c7bc2efd92 | assets[].digital_twin.dt_entity_type | 07_IFC_Metadata_EAV | 2f12543c-cd24-466d-8527-d0c7bc2efd92
digital_twin.state_source | DTP_Template | 2026-06-05 | DTP_Metadata | Component | Smoke Detector L02-001 | BMS/IoT/CMMS |  | JSON/COBie/IFC | IfcSensor | 2f12543c-cd24-466d-8527-d0c7bc2efd92 | assets[].digital_twin.state_source | 07_IFC_Metadata_EAV | 2f12543c-cd24-466d-8527-d0c7bc2efd92
digital_twin.realtime_enabled | DTP_Template | 2026-06-05 | DTP_Metadata | Component | Smoke Detector L02-001 | TRUE |  | JSON/COBie/IFC | IfcSensor | 2f12543c-cd24-466d-8527-d0c7bc2efd92 | assets[].digital_twin.realtime_enabled | 07_IFC_Metadata_EAV | 2f12543c-cd24-466d-8527-d0c7bc2efd92
digital_twin.history_enabled | DTP_Template | 2026-06-05 | DTP_Metadata | Component | Smoke Detector L02-001 | TRUE |  | JSON/COBie/IFC | IfcSensor | 2f12543c-cd24-466d-8527-d0c7bc2efd92 | assets[].digital_twin.history_enabled | 07_IFC_Metadata_EAV | 2f12543c-cd24-466d-8527-d0c7bc2efd92
digital_twin.visual_selectable | DTP_Template | 2026-06-05 | DTP_Metadata | Component | Smoke Detector L02-001 | TRUE |  | JSON/COBie/IFC | IfcSensor | 2f12543c-cd24-466d-8527-d0c7bc2efd92 | assets[].digital_twin.visual_selectable | 07_IFC_Metadata_EAV | 2f12543c-cd24-466d-8527-d0c7bc2efd92
digital_twin.visual_highlight_layer | DTP_Template | 2026-06-05 | DTP_Metadata | Component | Smoke Detector L02-001 | LAYER-ASSET-FIRE-ALARM |  | JSON/COBie/IFC | IfcSensor | 2f12543c-cd24-466d-8527-d0c7bc2efd92 | assets[].digital_twin.visual_highlight_layer | 07_IFC_Metadata_EAV | 2f12543c-cd24-466d-8527-d0c7bc2efd92
tags[0] | DTP_Template | 2026-06-05 | Asset_Metadata | Component | Smoke Detector L02-001 | fire_alarm |  | JSON/COBie/IFC | IfcSensor | 2f12543c-cd24-466d-8527-d0c7bc2efd92 | assets[].tags[0] | 07_IFC_Metadata_EAV | 2f12543c-cd24-466d-8527-d0c7bc2efd92
tags[1] | DTP_Template | 2026-06-05 | Asset_Metadata | Component | Smoke Detector L02-001 | detector |  | JSON/COBie/IFC | IfcSensor | 2f12543c-cd24-466d-8527-d0c7bc2efd92 | assets[].tags[1] | 07_IFC_Metadata_EAV | 2f12543c-cd24-466d-8527-d0c7bc2efd92
tags[2] | DTP_Template | 2026-06-05 | Asset_Metadata | Component | Smoke Detector L02-001 | smokedetector |  | JSON/COBie/IFC | IfcSensor | 2f12543c-cd24-466d-8527-d0c7bc2efd92 | assets[].tags[2] | 07_IFC_Metadata_EAV | 2f12543c-cd24-466d-8527-d0c7bc2efd92
asset_id | DTP_Template | 2026-06-05 | Asset_Metadata | Component | Sprinkler Zone Valve L02-001 | SPRINKLER-L02-001 |  | JSON/COBie/IFC | IfcValve | 0dfdd687-af51-40be-9965-c66edde933a3 | assets[].asset_id | 07_IFC_Metadata_EAV | 0dfdd687-af51-40be-9965-c66edde933a3
asset_name | DTP_Template | 2026-06-05 | Asset_Metadata | Component | Sprinkler Zone Valve L02-001 | Sprinkler Zone Valve L02-001 |  | JSON/COBie/IFC | IfcValve | 0dfdd687-af51-40be-9965-c66edde933a3 | assets[].asset_name | 07_IFC_Metadata_EAV | 0dfdd687-af51-40be-9965-c66edde933a3
asset_status | DTP_Template | 2026-06-05 | Asset_Metadata | Component | Sprinkler Zone Valve L02-001 | in_service |  | JSON/COBie/IFC | IfcValve | 0dfdd687-af51-40be-9965-c66edde933a3 | assets[].asset_status | 07_IFC_Metadata_EAV | 0dfdd687-af51-40be-9965-c66edde933a3
system | DTP_Template | 2026-06-05 | Asset_Metadata | Component | Sprinkler Zone Valve L02-001 | Fire Fighting |  | JSON/COBie/IFC | IfcValve | 0dfdd687-af51-40be-9965-c66edde933a3 | assets[].system | 07_IFC_Metadata_EAV | 0dfdd687-af51-40be-9965-c66edde933a3
discipline | DTP_Template | 2026-06-05 | Asset_Metadata | Component | Sprinkler Zone Valve L02-001 | MEP |  | JSON/COBie/IFC | IfcValve | 0dfdd687-af51-40be-9965-c66edde933a3 | assets[].discipline | 07_IFC_Metadata_EAV | 0dfdd687-af51-40be-9965-c66edde933a3
category | DTP_Template | 2026-06-05 | Asset_Metadata | Component | Sprinkler Zone Valve L02-001 | Valve |  | JSON/COBie/IFC | IfcValve | 0dfdd687-af51-40be-9965-c66edde933a3 | assets[].category | 07_IFC_Metadata_EAV | 0dfdd687-af51-40be-9965-c66edde933a3
asset_type | DTP_Template | 2026-06-05 | Asset_Metadata | Component | Sprinkler Zone Valve L02-001 | SprinklerValve |  | JSON/COBie/IFC | IfcValve | 0dfdd687-af51-40be-9965-c66edde933a3 | assets[].asset_type | 07_IFC_Metadata_EAV | 0dfdd687-af51-40be-9965-c66edde933a3
classification.uniclass_code | DTP_Template | 2026-06-05 | LOI_Classification | Component | Sprinkler Zone Valve L02-001 | placeholder |  | JSON/COBie/IFC | IfcValve | 0dfdd687-af51-40be-9965-c66edde933a3 | assets[].classification.uniclass_code | 07_IFC_Metadata_EAV | 0dfdd687-af51-40be-9965-c66edde933a3
classification.omniclass_code | DTP_Template | 2026-06-05 | LOI_Classification | Component | Sprinkler Zone Valve L02-001 | placeholder |  | JSON/COBie/IFC | IfcValve | 0dfdd687-af51-40be-9965-c66edde933a3 | assets[].classification.omniclass_code | 07_IFC_Metadata_EAV | 0dfdd687-af51-40be-9965-c66edde933a3
classification.local_classification | DTP_Template | 2026-06-05 | LOI_Classification | Component | Sprinkler Zone Valve L02-001 | Fire Fighting/Valve/SprinklerValve |  | JSON/COBie/IFC | IfcValve | 0dfdd687-af51-40be-9965-c66edde933a3 | assets[].classification.local_classification | 07_IFC_Metadata_EAV | 0dfdd687-af51-40be-9965-c66edde933a3
location.facility_id | DTP_Template | 2026-06-05 | LOI_Location | Component | Sprinkler Zone Valve L02-001 | FAC-OFFICE-TOWER-A |  | JSON/COBie/IFC | IfcValve | 0dfdd687-af51-40be-9965-c66edde933a3 | assets[].location.facility_id | 07_IFC_Metadata_EAV | 0dfdd687-af51-40be-9965-c66edde933a3
location.floor_id | DTP_Template | 2026-06-05 | LOI_Location | Component | Sprinkler Zone Valve L02-001 | FL-L02 |  | JSON/COBie/IFC | IfcValve | 0dfdd687-af51-40be-9965-c66edde933a3 | assets[].location.floor_id | 07_IFC_Metadata_EAV | 0dfdd687-af51-40be-9965-c66edde933a3
location.space_id | DTP_Template | 2026-06-05 | LOI_Location | Component | Sprinkler Zone Valve L02-001 | SP-L02-OFFICE-A |  | JSON/COBie/IFC | IfcValve | 0dfdd687-af51-40be-9965-c66edde933a3 | assets[].location.space_id | 07_IFC_Metadata_EAV | 0dfdd687-af51-40be-9965-c66edde933a3
location.zone_id | DTP_Template | 2026-06-05 | LOI_Location | Component | Sprinkler Zone Valve L02-001 | ZONE-OFFICE-L02 |  | JSON/COBie/IFC | IfcValve | 0dfdd687-af51-40be-9965-c66edde933a3 | assets[].location.zone_id | 07_IFC_Metadata_EAV | 0dfdd687-af51-40be-9965-c66edde933a3
bim_mapping.ifc_guid | DTP_Template | 2026-06-05 | IFC_Core | Component | Sprinkler Zone Valve L02-001 | 0dfdd687-af51-40be-9965-c66edde933a3 |  | JSON/COBie/IFC | IfcValve | 0dfdd687-af51-40be-9965-c66edde933a3 | assets[].bim_mapping.ifc_guid | 07_IFC_Metadata_EAV | 0dfdd687-af51-40be-9965-c66edde933a3
bim_mapping.ifc_entity | DTP_Template | 2026-06-05 | IFC_Core | Component | Sprinkler Zone Valve L02-001 | IfcValve |  | JSON/COBie/IFC | IfcValve | 0dfdd687-af51-40be-9965-c66edde933a3 | assets[].bim_mapping.ifc_entity | 07_IFC_Metadata_EAV | 0dfdd687-af51-40be-9965-c66edde933a3
bim_mapping.ifc_name | DTP_Template | 2026-06-05 | IFC_Core | Component | Sprinkler Zone Valve L02-001 | Sprinkler Zone Valve L02-001 |  | JSON/COBie/IFC | IfcValve | 0dfdd687-af51-40be-9965-c66edde933a3 | assets[].bim_mapping.ifc_name | 07_IFC_Metadata_EAV | 0dfdd687-af51-40be-9965-c66edde933a3
bim_mapping.source_model_id | DTP_Template | 2026-06-05 | IFC_Core | Component | Sprinkler Zone Valve L02-001 | IFC-MEP-001 |  | JSON/COBie/IFC | IfcValve | 0dfdd687-af51-40be-9965-c66edde933a3 | assets[].bim_mapping.source_model_id | 07_IFC_Metadata_EAV | 0dfdd687-af51-40be-9965-c66edde933a3
bim_mapping.global_id_locked | DTP_Template | 2026-06-05 | IFC_Core | Component | Sprinkler Zone Valve L02-001 | TRUE |  | JSON/COBie/IFC | IfcValve | 0dfdd687-af51-40be-9965-c66edde933a3 | assets[].bim_mapping.global_id_locked | 07_IFC_Metadata_EAV | 0dfdd687-af51-40be-9965-c66edde933a3
cobie_mapping.component_name | DTP_Template | 2026-06-05 | Asset_Metadata | Component | Sprinkler Zone Valve L02-001 | SPRINKLER-L02-001 |  | JSON/COBie/IFC | IfcValve | 0dfdd687-af51-40be-9965-c66edde933a3 | assets[].cobie_mapping.component_name | 07_IFC_Metadata_EAV | 0dfdd687-af51-40be-9965-c66edde933a3
cobie_mapping.type_name | DTP_Template | 2026-06-05 | Asset_Metadata | Component | Sprinkler Zone Valve L02-001 | SprinklerValve |  | JSON/COBie/IFC | IfcValve | 0dfdd687-af51-40be-9965-c66edde933a3 | assets[].cobie_mapping.type_name | 07_IFC_Metadata_EAV | 0dfdd687-af51-40be-9965-c66edde933a3
cobie_mapping.system_name | DTP_Template | 2026-06-05 | Asset_Metadata | Component | Sprinkler Zone Valve L02-001 | Fire Fighting |  | JSON/COBie/IFC | IfcValve | 0dfdd687-af51-40be-9965-c66edde933a3 | assets[].cobie_mapping.system_name | 07_IFC_Metadata_EAV | 0dfdd687-af51-40be-9965-c66edde933a3
cobie_mapping.space_name | DTP_Template | 2026-06-05 | Asset_Metadata | Component | Sprinkler Zone Valve L02-001 | SP-L02-OFFICE-A |  | JSON/COBie/IFC | IfcValve | 0dfdd687-af51-40be-9965-c66edde933a3 | assets[].cobie_mapping.space_name | 07_IFC_Metadata_EAV | 0dfdd687-af51-40be-9965-c66edde933a3
manufacturer_data.manufacturer | DTP_Template | 2026-06-05 | LOI_Manufacturer | Component | Sprinkler Zone Valve L02-001 | Generic Manufacturer |  | JSON/COBie/IFC | IfcValve | 0dfdd687-af51-40be-9965-c66edde933a3 | assets[].manufacturer_data.manufacturer | 07_IFC_Metadata_EAV | 0dfdd687-af51-40be-9965-c66edde933a3
manufacturer_data.model | DTP_Template | 2026-06-05 | LOI_Manufacturer | Component | Sprinkler Zone Valve L02-001 | Model-Placeholder |  | JSON/COBie/IFC | IfcValve | 0dfdd687-af51-40be-9965-c66edde933a3 | assets[].manufacturer_data.model | 07_IFC_Metadata_EAV | 0dfdd687-af51-40be-9965-c66edde933a3
manufacturer_data.serial_number | DTP_Template | 2026-06-05 | LOI_Manufacturer | Component | Sprinkler Zone Valve L02-001 | SN-SPRINKLER-L02-001 |  | JSON/COBie/IFC | IfcValve | 0dfdd687-af51-40be-9965-c66edde933a3 | assets[].manufacturer_data.serial_number | 07_IFC_Metadata_EAV | 0dfdd687-af51-40be-9965-c66edde933a3
manufacturer_data.installation_date | DTP_Template | 2026-06-05 | LOI_Manufacturer | Component | Sprinkler Zone Valve L02-001 | 2026-05-15 |  | JSON/COBie/IFC | IfcValve | 0dfdd687-af51-40be-9965-c66edde933a3 | assets[].manufacturer_data.installation_date | 07_IFC_Metadata_EAV | 0dfdd687-af51-40be-9965-c66edde933a3
manufacturer_data.warranty_start_date | DTP_Template | 2026-06-05 | LOI_Manufacturer | Component | Sprinkler Zone Valve L02-001 | 2026-06-01 |  | JSON/COBie/IFC | IfcValve | 0dfdd687-af51-40be-9965-c66edde933a3 | assets[].manufacturer_data.warranty_start_date | 07_IFC_Metadata_EAV | 0dfdd687-af51-40be-9965-c66edde933a3
manufacturer_data.warranty_end_date | DTP_Template | 2026-06-05 | LOI_Manufacturer | Component | Sprinkler Zone Valve L02-001 | 2028-06-01 |  | JSON/COBie/IFC | IfcValve | 0dfdd687-af51-40be-9965-c66edde933a3 | assets[].manufacturer_data.warranty_end_date | 07_IFC_Metadata_EAV | 0dfdd687-af51-40be-9965-c66edde933a3
operation_data.maintainable | DTP_Template | 2026-06-05 | LOI_Operation_Maintenance | Component | Sprinkler Zone Valve L02-001 | TRUE |  | JSON/COBie/IFC | IfcValve | 0dfdd687-af51-40be-9965-c66edde933a3 | assets[].operation_data.maintainable | 07_IFC_Metadata_EAV | 0dfdd687-af51-40be-9965-c66edde933a3
operation_data.criticality | DTP_Template | 2026-06-05 | LOI_Operation_Maintenance | Component | Sprinkler Zone Valve L02-001 | High |  | JSON/COBie/IFC | IfcValve | 0dfdd687-af51-40be-9965-c66edde933a3 | assets[].operation_data.criticality | 07_IFC_Metadata_EAV | 0dfdd687-af51-40be-9965-c66edde933a3
operation_data.expected_life_years | DTP_Template | 2026-06-05 | LOI_Operation_Maintenance | Component | Sprinkler Zone Valve L02-001 | 15 |  | JSON/COBie/IFC | IfcValve | 0dfdd687-af51-40be-9965-c66edde933a3 | assets[].operation_data.expected_life_years | 07_IFC_Metadata_EAV | 0dfdd687-af51-40be-9965-c66edde933a3
operation_data.maintenance_strategy | DTP_Template | 2026-06-05 | LOI_Operation_Maintenance | Component | Sprinkler Zone Valve L02-001 | preventive_and_condition_based |  | JSON/COBie/IFC | IfcValve | 0dfdd687-af51-40be-9965-c66edde933a3 | assets[].operation_data.maintenance_strategy | 07_IFC_Metadata_EAV | 0dfdd687-af51-40be-9965-c66edde933a3
operation_data.cmms_asset_id | DTP_Template | 2026-06-05 | LOI_Operation_Maintenance | Component | Sprinkler Zone Valve L02-001 | CMMS-SPRINKLER-L02-001 |  | JSON/COBie/IFC | IfcValve | 0dfdd687-af51-40be-9965-c66edde933a3 | assets[].operation_data.cmms_asset_id | 07_IFC_Metadata_EAV | 0dfdd687-af51-40be-9965-c66edde933a3
operation_data.spare_part_group | DTP_Template | 2026-06-05 | LOI_Operation_Maintenance | Component | Sprinkler Zone Valve L02-001 | SPARE-VALVE |  | JSON/COBie/IFC | IfcValve | 0dfdd687-af51-40be-9965-c66edde933a3 | assets[].operation_data.spare_part_group | 07_IFC_Metadata_EAV | 0dfdd687-af51-40be-9965-c66edde933a3
operation_data.manual_url | DTP_Template | 2026-06-05 | LOI_Operation_Maintenance | Component | Sprinkler Zone Valve L02-001 | https://example.com/om_manuals/SPRINKLER-L02-001.pdf |  | JSON/COBie/IFC | IfcValve | 0dfdd687-af51-40be-9965-c66edde933a3 | assets[].operation_data.manual_url | 07_IFC_Metadata_EAV | 0dfdd687-af51-40be-9965-c66edde933a3
digital_twin.dt_entity_type | DTP_Template | 2026-06-05 | DTP_Metadata | Component | Sprinkler Zone Valve L02-001 | asset |  | JSON/COBie/IFC | IfcValve | 0dfdd687-af51-40be-9965-c66edde933a3 | assets[].digital_twin.dt_entity_type | 07_IFC_Metadata_EAV | 0dfdd687-af51-40be-9965-c66edde933a3
digital_twin.state_source | DTP_Template | 2026-06-05 | DTP_Metadata | Component | Sprinkler Zone Valve L02-001 | BMS/IoT/CMMS |  | JSON/COBie/IFC | IfcValve | 0dfdd687-af51-40be-9965-c66edde933a3 | assets[].digital_twin.state_source | 07_IFC_Metadata_EAV | 0dfdd687-af51-40be-9965-c66edde933a3
digital_twin.realtime_enabled | DTP_Template | 2026-06-05 | DTP_Metadata | Component | Sprinkler Zone Valve L02-001 | TRUE |  | JSON/COBie/IFC | IfcValve | 0dfdd687-af51-40be-9965-c66edde933a3 | assets[].digital_twin.realtime_enabled | 07_IFC_Metadata_EAV | 0dfdd687-af51-40be-9965-c66edde933a3
digital_twin.history_enabled | DTP_Template | 2026-06-05 | DTP_Metadata | Component | Sprinkler Zone Valve L02-001 | TRUE |  | JSON/COBie/IFC | IfcValve | 0dfdd687-af51-40be-9965-c66edde933a3 | assets[].digital_twin.history_enabled | 07_IFC_Metadata_EAV | 0dfdd687-af51-40be-9965-c66edde933a3
digital_twin.visual_selectable | DTP_Template | 2026-06-05 | DTP_Metadata | Component | Sprinkler Zone Valve L02-001 | TRUE |  | JSON/COBie/IFC | IfcValve | 0dfdd687-af51-40be-9965-c66edde933a3 | assets[].digital_twin.visual_selectable | 07_IFC_Metadata_EAV | 0dfdd687-af51-40be-9965-c66edde933a3
digital_twin.visual_highlight_layer | DTP_Template | 2026-06-05 | DTP_Metadata | Component | Sprinkler Zone Valve L02-001 | LAYER-ASSET-FIRE-FIGHTING |  | JSON/COBie/IFC | IfcValve | 0dfdd687-af51-40be-9965-c66edde933a3 | assets[].digital_twin.visual_highlight_layer | 07_IFC_Metadata_EAV | 0dfdd687-af51-40be-9965-c66edde933a3
tags[0] | DTP_Template | 2026-06-05 | Asset_Metadata | Component | Sprinkler Zone Valve L02-001 | fire_fighting |  | JSON/COBie/IFC | IfcValve | 0dfdd687-af51-40be-9965-c66edde933a3 | assets[].tags[0] | 07_IFC_Metadata_EAV | 0dfdd687-af51-40be-9965-c66edde933a3
tags[1] | DTP_Template | 2026-06-05 | Asset_Metadata | Component | Sprinkler Zone Valve L02-001 | valve |  | JSON/COBie/IFC | IfcValve | 0dfdd687-af51-40be-9965-c66edde933a3 | assets[].tags[1] | 07_IFC_Metadata_EAV | 0dfdd687-af51-40be-9965-c66edde933a3
tags[2] | DTP_Template | 2026-06-05 | Asset_Metadata | Component | Sprinkler Zone Valve L02-001 | sprinklervalve |  | JSON/COBie/IFC | IfcValve | 0dfdd687-af51-40be-9965-c66edde933a3 | assets[].tags[2] | 07_IFC_Metadata_EAV | 0dfdd687-af51-40be-9965-c66edde933a3
asset_id | DTP_Template | 2026-06-05 | Asset_Metadata | Component | Smoke Detector L05-001 | SMOKE-L05-001 |  | JSON/COBie/IFC | IfcSensor | 292386e8-bd06-41ea-a82f-d785afca003b | assets[].asset_id | 07_IFC_Metadata_EAV | 292386e8-bd06-41ea-a82f-d785afca003b
asset_name | DTP_Template | 2026-06-05 | Asset_Metadata | Component | Smoke Detector L05-001 | Smoke Detector L05-001 |  | JSON/COBie/IFC | IfcSensor | 292386e8-bd06-41ea-a82f-d785afca003b | assets[].asset_name | 07_IFC_Metadata_EAV | 292386e8-bd06-41ea-a82f-d785afca003b
asset_status | DTP_Template | 2026-06-05 | Asset_Metadata | Component | Smoke Detector L05-001 | in_service |  | JSON/COBie/IFC | IfcSensor | 292386e8-bd06-41ea-a82f-d785afca003b | assets[].asset_status | 07_IFC_Metadata_EAV | 292386e8-bd06-41ea-a82f-d785afca003b
system | DTP_Template | 2026-06-05 | Asset_Metadata | Component | Smoke Detector L05-001 | Fire Alarm |  | JSON/COBie/IFC | IfcSensor | 292386e8-bd06-41ea-a82f-d785afca003b | assets[].system | 07_IFC_Metadata_EAV | 292386e8-bd06-41ea-a82f-d785afca003b
discipline | DTP_Template | 2026-06-05 | Asset_Metadata | Component | Smoke Detector L05-001 | MEP |  | JSON/COBie/IFC | IfcSensor | 292386e8-bd06-41ea-a82f-d785afca003b | assets[].discipline | 07_IFC_Metadata_EAV | 292386e8-bd06-41ea-a82f-d785afca003b
category | DTP_Template | 2026-06-05 | Asset_Metadata | Component | Smoke Detector L05-001 | Detector |  | JSON/COBie/IFC | IfcSensor | 292386e8-bd06-41ea-a82f-d785afca003b | assets[].category | 07_IFC_Metadata_EAV | 292386e8-bd06-41ea-a82f-d785afca003b
asset_type | DTP_Template | 2026-06-05 | Asset_Metadata | Component | Smoke Detector L05-001 | SmokeDetector |  | JSON/COBie/IFC | IfcSensor | 292386e8-bd06-41ea-a82f-d785afca003b | assets[].asset_type | 07_IFC_Metadata_EAV | 292386e8-bd06-41ea-a82f-d785afca003b
classification.uniclass_code | DTP_Template | 2026-06-05 | LOI_Classification | Component | Smoke Detector L05-001 | placeholder |  | JSON/COBie/IFC | IfcSensor | 292386e8-bd06-41ea-a82f-d785afca003b | assets[].classification.uniclass_code | 07_IFC_Metadata_EAV | 292386e8-bd06-41ea-a82f-d785afca003b
classification.omniclass_code | DTP_Template | 2026-06-05 | LOI_Classification | Component | Smoke Detector L05-001 | placeholder |  | JSON/COBie/IFC | IfcSensor | 292386e8-bd06-41ea-a82f-d785afca003b | assets[].classification.omniclass_code | 07_IFC_Metadata_EAV | 292386e8-bd06-41ea-a82f-d785afca003b
classification.local_classification | DTP_Template | 2026-06-05 | LOI_Classification | Component | Smoke Detector L05-001 | Fire Alarm/Detector/SmokeDetector |  | JSON/COBie/IFC | IfcSensor | 292386e8-bd06-41ea-a82f-d785afca003b | assets[].classification.local_classification | 07_IFC_Metadata_EAV | 292386e8-bd06-41ea-a82f-d785afca003b
location.facility_id | DTP_Template | 2026-06-05 | LOI_Location | Component | Smoke Detector L05-001 | FAC-OFFICE-TOWER-A |  | JSON/COBie/IFC | IfcSensor | 292386e8-bd06-41ea-a82f-d785afca003b | assets[].location.facility_id | 07_IFC_Metadata_EAV | 292386e8-bd06-41ea-a82f-d785afca003b
location.floor_id | DTP_Template | 2026-06-05 | LOI_Location | Component | Smoke Detector L05-001 | FL-L05 |  | JSON/COBie/IFC | IfcSensor | 292386e8-bd06-41ea-a82f-d785afca003b | assets[].location.floor_id | 07_IFC_Metadata_EAV | 292386e8-bd06-41ea-a82f-d785afca003b
location.space_id | DTP_Template | 2026-06-05 | LOI_Location | Component | Smoke Detector L05-001 | SP-L05-OFFICE-A |  | JSON/COBie/IFC | IfcSensor | 292386e8-bd06-41ea-a82f-d785afca003b | assets[].location.space_id | 07_IFC_Metadata_EAV | 292386e8-bd06-41ea-a82f-d785afca003b
location.zone_id | DTP_Template | 2026-06-05 | LOI_Location | Component | Smoke Detector L05-001 | ZONE-OFFICE-L05 |  | JSON/COBie/IFC | IfcSensor | 292386e8-bd06-41ea-a82f-d785afca003b | assets[].location.zone_id | 07_IFC_Metadata_EAV | 292386e8-bd06-41ea-a82f-d785afca003b
bim_mapping.ifc_guid | DTP_Template | 2026-06-05 | IFC_Core | Component | Smoke Detector L05-001 | 292386e8-bd06-41ea-a82f-d785afca003b |  | JSON/COBie/IFC | IfcSensor | 292386e8-bd06-41ea-a82f-d785afca003b | assets[].bim_mapping.ifc_guid | 07_IFC_Metadata_EAV | 292386e8-bd06-41ea-a82f-d785afca003b
bim_mapping.ifc_entity | DTP_Template | 2026-06-05 | IFC_Core | Component | Smoke Detector L05-001 | IfcSensor |  | JSON/COBie/IFC | IfcSensor | 292386e8-bd06-41ea-a82f-d785afca003b | assets[].bim_mapping.ifc_entity | 07_IFC_Metadata_EAV | 292386e8-bd06-41ea-a82f-d785afca003b
bim_mapping.ifc_name | DTP_Template | 2026-06-05 | IFC_Core | Component | Smoke Detector L05-001 | Smoke Detector L05-001 |  | JSON/COBie/IFC | IfcSensor | 292386e8-bd06-41ea-a82f-d785afca003b | assets[].bim_mapping.ifc_name | 07_IFC_Metadata_EAV | 292386e8-bd06-41ea-a82f-d785afca003b
bim_mapping.source_model_id | DTP_Template | 2026-06-05 | IFC_Core | Component | Smoke Detector L05-001 | IFC-MEP-001 |  | JSON/COBie/IFC | IfcSensor | 292386e8-bd06-41ea-a82f-d785afca003b | assets[].bim_mapping.source_model_id | 07_IFC_Metadata_EAV | 292386e8-bd06-41ea-a82f-d785afca003b
bim_mapping.global_id_locked | DTP_Template | 2026-06-05 | IFC_Core | Component | Smoke Detector L05-001 | TRUE |  | JSON/COBie/IFC | IfcSensor | 292386e8-bd06-41ea-a82f-d785afca003b | assets[].bim_mapping.global_id_locked | 07_IFC_Metadata_EAV | 292386e8-bd06-41ea-a82f-d785afca003b
cobie_mapping.component_name | DTP_Template | 2026-06-05 | Asset_Metadata | Component | Smoke Detector L05-001 | SMOKE-L05-001 |  | JSON/COBie/IFC | IfcSensor | 292386e8-bd06-41ea-a82f-d785afca003b | assets[].cobie_mapping.component_name | 07_IFC_Metadata_EAV | 292386e8-bd06-41ea-a82f-d785afca003b
cobie_mapping.type_name | DTP_Template | 2026-06-05 | Asset_Metadata | Component | Smoke Detector L05-001 | SmokeDetector |  | JSON/COBie/IFC | IfcSensor | 292386e8-bd06-41ea-a82f-d785afca003b | assets[].cobie_mapping.type_name | 07_IFC_Metadata_EAV | 292386e8-bd06-41ea-a82f-d785afca003b
cobie_mapping.system_name | DTP_Template | 2026-06-05 | Asset_Metadata | Component | Smoke Detector L05-001 | Fire Alarm |  | JSON/COBie/IFC | IfcSensor | 292386e8-bd06-41ea-a82f-d785afca003b | assets[].cobie_mapping.system_name | 07_IFC_Metadata_EAV | 292386e8-bd06-41ea-a82f-d785afca003b
cobie_mapping.space_name | DTP_Template | 2026-06-05 | Asset_Metadata | Component | Smoke Detector L05-001 | SP-L05-OFFICE-A |  | JSON/COBie/IFC | IfcSensor | 292386e8-bd06-41ea-a82f-d785afca003b | assets[].cobie_mapping.space_name | 07_IFC_Metadata_EAV | 292386e8-bd06-41ea-a82f-d785afca003b
manufacturer_data.manufacturer | DTP_Template | 2026-06-05 | LOI_Manufacturer | Component | Smoke Detector L05-001 | Generic Manufacturer |  | JSON/COBie/IFC | IfcSensor | 292386e8-bd06-41ea-a82f-d785afca003b | assets[].manufacturer_data.manufacturer | 07_IFC_Metadata_EAV | 292386e8-bd06-41ea-a82f-d785afca003b
manufacturer_data.model | DTP_Template | 2026-06-05 | LOI_Manufacturer | Component | Smoke Detector L05-001 | Model-Placeholder |  | JSON/COBie/IFC | IfcSensor | 292386e8-bd06-41ea-a82f-d785afca003b | assets[].manufacturer_data.model | 07_IFC_Metadata_EAV | 292386e8-bd06-41ea-a82f-d785afca003b
manufacturer_data.serial_number | DTP_Template | 2026-06-05 | LOI_Manufacturer | Component | Smoke Detector L05-001 | SN-SMOKE-L05-001 |  | JSON/COBie/IFC | IfcSensor | 292386e8-bd06-41ea-a82f-d785afca003b | assets[].manufacturer_data.serial_number | 07_IFC_Metadata_EAV | 292386e8-bd06-41ea-a82f-d785afca003b
manufacturer_data.installation_date | DTP_Template | 2026-06-05 | LOI_Manufacturer | Component | Smoke Detector L05-001 | 2026-05-15 |  | JSON/COBie/IFC | IfcSensor | 292386e8-bd06-41ea-a82f-d785afca003b | assets[].manufacturer_data.installation_date | 07_IFC_Metadata_EAV | 292386e8-bd06-41ea-a82f-d785afca003b
manufacturer_data.warranty_start_date | DTP_Template | 2026-06-05 | LOI_Manufacturer | Component | Smoke Detector L05-001 | 2026-06-01 |  | JSON/COBie/IFC | IfcSensor | 292386e8-bd06-41ea-a82f-d785afca003b | assets[].manufacturer_data.warranty_start_date | 07_IFC_Metadata_EAV | 292386e8-bd06-41ea-a82f-d785afca003b
manufacturer_data.warranty_end_date | DTP_Template | 2026-06-05 | LOI_Manufacturer | Component | Smoke Detector L05-001 | 2028-06-01 |  | JSON/COBie/IFC | IfcSensor | 292386e8-bd06-41ea-a82f-d785afca003b | assets[].manufacturer_data.warranty_end_date | 07_IFC_Metadata_EAV | 292386e8-bd06-41ea-a82f-d785afca003b
operation_data.maintainable | DTP_Template | 2026-06-05 | LOI_Operation_Maintenance | Component | Smoke Detector L05-001 | TRUE |  | JSON/COBie/IFC | IfcSensor | 292386e8-bd06-41ea-a82f-d785afca003b | assets[].operation_data.maintainable | 07_IFC_Metadata_EAV | 292386e8-bd06-41ea-a82f-d785afca003b
operation_data.criticality | DTP_Template | 2026-06-05 | LOI_Operation_Maintenance | Component | Smoke Detector L05-001 | High |  | JSON/COBie/IFC | IfcSensor | 292386e8-bd06-41ea-a82f-d785afca003b | assets[].operation_data.criticality | 07_IFC_Metadata_EAV | 292386e8-bd06-41ea-a82f-d785afca003b
operation_data.expected_life_years | DTP_Template | 2026-06-05 | LOI_Operation_Maintenance | Component | Smoke Detector L05-001 | 15 |  | JSON/COBie/IFC | IfcSensor | 292386e8-bd06-41ea-a82f-d785afca003b | assets[].operation_data.expected_life_years | 07_IFC_Metadata_EAV | 292386e8-bd06-41ea-a82f-d785afca003b
operation_data.maintenance_strategy | DTP_Template | 2026-06-05 | LOI_Operation_Maintenance | Component | Smoke Detector L05-001 | preventive_and_condition_based |  | JSON/COBie/IFC | IfcSensor | 292386e8-bd06-41ea-a82f-d785afca003b | assets[].operation_data.maintenance_strategy | 07_IFC_Metadata_EAV | 292386e8-bd06-41ea-a82f-d785afca003b
operation_data.cmms_asset_id | DTP_Template | 2026-06-05 | LOI_Operation_Maintenance | Component | Smoke Detector L05-001 | CMMS-SMOKE-L05-001 |  | JSON/COBie/IFC | IfcSensor | 292386e8-bd06-41ea-a82f-d785afca003b | assets[].operation_data.cmms_asset_id | 07_IFC_Metadata_EAV | 292386e8-bd06-41ea-a82f-d785afca003b
operation_data.spare_part_group | DTP_Template | 2026-06-05 | LOI_Operation_Maintenance | Component | Smoke Detector L05-001 | SPARE-DETECTOR |  | JSON/COBie/IFC | IfcSensor | 292386e8-bd06-41ea-a82f-d785afca003b | assets[].operation_data.spare_part_group | 07_IFC_Metadata_EAV | 292386e8-bd06-41ea-a82f-d785afca003b
operation_data.manual_url | DTP_Template | 2026-06-05 | LOI_Operation_Maintenance | Component | Smoke Detector L05-001 | https://example.com/om_manuals/SMOKE-L05-001.pdf |  | JSON/COBie/IFC | IfcSensor | 292386e8-bd06-41ea-a82f-d785afca003b | assets[].operation_data.manual_url | 07_IFC_Metadata_EAV | 292386e8-bd06-41ea-a82f-d785afca003b
digital_twin.dt_entity_type | DTP_Template | 2026-06-05 | DTP_Metadata | Component | Smoke Detector L05-001 | asset |  | JSON/COBie/IFC | IfcSensor | 292386e8-bd06-41ea-a82f-d785afca003b | assets[].digital_twin.dt_entity_type | 07_IFC_Metadata_EAV | 292386e8-bd06-41ea-a82f-d785afca003b
digital_twin.state_source | DTP_Template | 2026-06-05 | DTP_Metadata | Component | Smoke Detector L05-001 | BMS/IoT/CMMS |  | JSON/COBie/IFC | IfcSensor | 292386e8-bd06-41ea-a82f-d785afca003b | assets[].digital_twin.state_source | 07_IFC_Metadata_EAV | 292386e8-bd06-41ea-a82f-d785afca003b
digital_twin.realtime_enabled | DTP_Template | 2026-06-05 | DTP_Metadata | Component | Smoke Detector L05-001 | TRUE |  | JSON/COBie/IFC | IfcSensor | 292386e8-bd06-41ea-a82f-d785afca003b | assets[].digital_twin.realtime_enabled | 07_IFC_Metadata_EAV | 292386e8-bd06-41ea-a82f-d785afca003b
digital_twin.history_enabled | DTP_Template | 2026-06-05 | DTP_Metadata | Component | Smoke Detector L05-001 | TRUE |  | JSON/COBie/IFC | IfcSensor | 292386e8-bd06-41ea-a82f-d785afca003b | assets[].digital_twin.history_enabled | 07_IFC_Metadata_EAV | 292386e8-bd06-41ea-a82f-d785afca003b
digital_twin.visual_selectable | DTP_Template | 2026-06-05 | DTP_Metadata | Component | Smoke Detector L05-001 | TRUE |  | JSON/COBie/IFC | IfcSensor | 292386e8-bd06-41ea-a82f-d785afca003b | assets[].digital_twin.visual_selectable | 07_IFC_Metadata_EAV | 292386e8-bd06-41ea-a82f-d785afca003b
digital_twin.visual_highlight_layer | DTP_Template | 2026-06-05 | DTP_Metadata | Component | Smoke Detector L05-001 | LAYER-ASSET-FIRE-ALARM |  | JSON/COBie/IFC | IfcSensor | 292386e8-bd06-41ea-a82f-d785afca003b | assets[].digital_twin.visual_highlight_layer | 07_IFC_Metadata_EAV | 292386e8-bd06-41ea-a82f-d785afca003b
tags[0] | DTP_Template | 2026-06-05 | Asset_Metadata | Component | Smoke Detector L05-001 | fire_alarm |  | JSON/COBie/IFC | IfcSensor | 292386e8-bd06-41ea-a82f-d785afca003b | assets[].tags[0] | 07_IFC_Metadata_EAV | 292386e8-bd06-41ea-a82f-d785afca003b
tags[1] | DTP_Template | 2026-06-05 | Asset_Metadata | Component | Smoke Detector L05-001 | detector |  | JSON/COBie/IFC | IfcSensor | 292386e8-bd06-41ea-a82f-d785afca003b | assets[].tags[1] | 07_IFC_Metadata_EAV | 292386e8-bd06-41ea-a82f-d785afca003b
tags[2] | DTP_Template | 2026-06-05 | Asset_Metadata | Component | Smoke Detector L05-001 | smokedetector |  | JSON/COBie/IFC | IfcSensor | 292386e8-bd06-41ea-a82f-d785afca003b | assets[].tags[2] | 07_IFC_Metadata_EAV | 292386e8-bd06-41ea-a82f-d785afca003b
asset_id | DTP_Template | 2026-06-05 | Asset_Metadata | Component | Sprinkler Zone Valve L05-001 | SPRINKLER-L05-001 |  | JSON/COBie/IFC | IfcValve | 861a2a44-7af8-4ddb-887d-2611069ca668 | assets[].asset_id | 07_IFC_Metadata_EAV | 861a2a44-7af8-4ddb-887d-2611069ca668
asset_name | DTP_Template | 2026-06-05 | Asset_Metadata | Component | Sprinkler Zone Valve L05-001 | Sprinkler Zone Valve L05-001 |  | JSON/COBie/IFC | IfcValve | 861a2a44-7af8-4ddb-887d-2611069ca668 | assets[].asset_name | 07_IFC_Metadata_EAV | 861a2a44-7af8-4ddb-887d-2611069ca668
asset_status | DTP_Template | 2026-06-05 | Asset_Metadata | Component | Sprinkler Zone Valve L05-001 | in_service |  | JSON/COBie/IFC | IfcValve | 861a2a44-7af8-4ddb-887d-2611069ca668 | assets[].asset_status | 07_IFC_Metadata_EAV | 861a2a44-7af8-4ddb-887d-2611069ca668
system | DTP_Template | 2026-06-05 | Asset_Metadata | Component | Sprinkler Zone Valve L05-001 | Fire Fighting |  | JSON/COBie/IFC | IfcValve | 861a2a44-7af8-4ddb-887d-2611069ca668 | assets[].system | 07_IFC_Metadata_EAV | 861a2a44-7af8-4ddb-887d-2611069ca668
discipline | DTP_Template | 2026-06-05 | Asset_Metadata | Component | Sprinkler Zone Valve L05-001 | MEP |  | JSON/COBie/IFC | IfcValve | 861a2a44-7af8-4ddb-887d-2611069ca668 | assets[].discipline | 07_IFC_Metadata_EAV | 861a2a44-7af8-4ddb-887d-2611069ca668
category | DTP_Template | 2026-06-05 | Asset_Metadata | Component | Sprinkler Zone Valve L05-001 | Valve |  | JSON/COBie/IFC | IfcValve | 861a2a44-7af8-4ddb-887d-2611069ca668 | assets[].category | 07_IFC_Metadata_EAV | 861a2a44-7af8-4ddb-887d-2611069ca668
asset_type | DTP_Template | 2026-06-05 | Asset_Metadata | Component | Sprinkler Zone Valve L05-001 | SprinklerValve |  | JSON/COBie/IFC | IfcValve | 861a2a44-7af8-4ddb-887d-2611069ca668 | assets[].asset_type | 07_IFC_Metadata_EAV | 861a2a44-7af8-4ddb-887d-2611069ca668
classification.uniclass_code | DTP_Template | 2026-06-05 | LOI_Classification | Component | Sprinkler Zone Valve L05-001 | placeholder |  | JSON/COBie/IFC | IfcValve | 861a2a44-7af8-4ddb-887d-2611069ca668 | assets[].classification.uniclass_code | 07_IFC_Metadata_EAV | 861a2a44-7af8-4ddb-887d-2611069ca668
classification.omniclass_code | DTP_Template | 2026-06-05 | LOI_Classification | Component | Sprinkler Zone Valve L05-001 | placeholder |  | JSON/COBie/IFC | IfcValve | 861a2a44-7af8-4ddb-887d-2611069ca668 | assets[].classification.omniclass_code | 07_IFC_Metadata_EAV | 861a2a44-7af8-4ddb-887d-2611069ca668
classification.local_classification | DTP_Template | 2026-06-05 | LOI_Classification | Component | Sprinkler Zone Valve L05-001 | Fire Fighting/Valve/SprinklerValve |  | JSON/COBie/IFC | IfcValve | 861a2a44-7af8-4ddb-887d-2611069ca668 | assets[].classification.local_classification | 07_IFC_Metadata_EAV | 861a2a44-7af8-4ddb-887d-2611069ca668
location.facility_id | DTP_Template | 2026-06-05 | LOI_Location | Component | Sprinkler Zone Valve L05-001 | FAC-OFFICE-TOWER-A |  | JSON/COBie/IFC | IfcValve | 861a2a44-7af8-4ddb-887d-2611069ca668 | assets[].location.facility_id | 07_IFC_Metadata_EAV | 861a2a44-7af8-4ddb-887d-2611069ca668
location.floor_id | DTP_Template | 2026-06-05 | LOI_Location | Component | Sprinkler Zone Valve L05-001 | FL-L05 |  | JSON/COBie/IFC | IfcValve | 861a2a44-7af8-4ddb-887d-2611069ca668 | assets[].location.floor_id | 07_IFC_Metadata_EAV | 861a2a44-7af8-4ddb-887d-2611069ca668
location.space_id | DTP_Template | 2026-06-05 | LOI_Location | Component | Sprinkler Zone Valve L05-001 | SP-L05-OFFICE-A |  | JSON/COBie/IFC | IfcValve | 861a2a44-7af8-4ddb-887d-2611069ca668 | assets[].location.space_id | 07_IFC_Metadata_EAV | 861a2a44-7af8-4ddb-887d-2611069ca668
location.zone_id | DTP_Template | 2026-06-05 | LOI_Location | Component | Sprinkler Zone Valve L05-001 | ZONE-OFFICE-L05 |  | JSON/COBie/IFC | IfcValve | 861a2a44-7af8-4ddb-887d-2611069ca668 | assets[].location.zone_id | 07_IFC_Metadata_EAV | 861a2a44-7af8-4ddb-887d-2611069ca668
bim_mapping.ifc_guid | DTP_Template | 2026-06-05 | IFC_Core | Component | Sprinkler Zone Valve L05-001 | 861a2a44-7af8-4ddb-887d-2611069ca668 |  | JSON/COBie/IFC | IfcValve | 861a2a44-7af8-4ddb-887d-2611069ca668 | assets[].bim_mapping.ifc_guid | 07_IFC_Metadata_EAV | 861a2a44-7af8-4ddb-887d-2611069ca668
bim_mapping.ifc_entity | DTP_Template | 2026-06-05 | IFC_Core | Component | Sprinkler Zone Valve L05-001 | IfcValve |  | JSON/COBie/IFC | IfcValve | 861a2a44-7af8-4ddb-887d-2611069ca668 | assets[].bim_mapping.ifc_entity | 07_IFC_Metadata_EAV | 861a2a44-7af8-4ddb-887d-2611069ca668
bim_mapping.ifc_name | DTP_Template | 2026-06-05 | IFC_Core | Component | Sprinkler Zone Valve L05-001 | Sprinkler Zone Valve L05-001 |  | JSON/COBie/IFC | IfcValve | 861a2a44-7af8-4ddb-887d-2611069ca668 | assets[].bim_mapping.ifc_name | 07_IFC_Metadata_EAV | 861a2a44-7af8-4ddb-887d-2611069ca668
bim_mapping.source_model_id | DTP_Template | 2026-06-05 | IFC_Core | Component | Sprinkler Zone Valve L05-001 | IFC-MEP-001 |  | JSON/COBie/IFC | IfcValve | 861a2a44-7af8-4ddb-887d-2611069ca668 | assets[].bim_mapping.source_model_id | 07_IFC_Metadata_EAV | 861a2a44-7af8-4ddb-887d-2611069ca668
bim_mapping.global_id_locked | DTP_Template | 2026-06-05 | IFC_Core | Component | Sprinkler Zone Valve L05-001 | TRUE |  | JSON/COBie/IFC | IfcValve | 861a2a44-7af8-4ddb-887d-2611069ca668 | assets[].bim_mapping.global_id_locked | 07_IFC_Metadata_EAV | 861a2a44-7af8-4ddb-887d-2611069ca668
cobie_mapping.component_name | DTP_Template | 2026-06-05 | Asset_Metadata | Component | Sprinkler Zone Valve L05-001 | SPRINKLER-L05-001 |  | JSON/COBie/IFC | IfcValve | 861a2a44-7af8-4ddb-887d-2611069ca668 | assets[].cobie_mapping.component_name | 07_IFC_Metadata_EAV | 861a2a44-7af8-4ddb-887d-2611069ca668
cobie_mapping.type_name | DTP_Template | 2026-06-05 | Asset_Metadata | Component | Sprinkler Zone Valve L05-001 | SprinklerValve |  | JSON/COBie/IFC | IfcValve | 861a2a44-7af8-4ddb-887d-2611069ca668 | assets[].cobie_mapping.type_name | 07_IFC_Metadata_EAV | 861a2a44-7af8-4ddb-887d-2611069ca668
cobie_mapping.system_name | DTP_Template | 2026-06-05 | Asset_Metadata | Component | Sprinkler Zone Valve L05-001 | Fire Fighting |  | JSON/COBie/IFC | IfcValve | 861a2a44-7af8-4ddb-887d-2611069ca668 | assets[].cobie_mapping.system_name | 07_IFC_Metadata_EAV | 861a2a44-7af8-4ddb-887d-2611069ca668
cobie_mapping.space_name | DTP_Template | 2026-06-05 | Asset_Metadata | Component | Sprinkler Zone Valve L05-001 | SP-L05-OFFICE-A |  | JSON/COBie/IFC | IfcValve | 861a2a44-7af8-4ddb-887d-2611069ca668 | assets[].cobie_mapping.space_name | 07_IFC_Metadata_EAV | 861a2a44-7af8-4ddb-887d-2611069ca668
manufacturer_data.manufacturer | DTP_Template | 2026-06-05 | LOI_Manufacturer | Component | Sprinkler Zone Valve L05-001 | Generic Manufacturer |  | JSON/COBie/IFC | IfcValve | 861a2a44-7af8-4ddb-887d-2611069ca668 | assets[].manufacturer_data.manufacturer | 07_IFC_Metadata_EAV | 861a2a44-7af8-4ddb-887d-2611069ca668
manufacturer_data.model | DTP_Template | 2026-06-05 | LOI_Manufacturer | Component | Sprinkler Zone Valve L05-001 | Model-Placeholder |  | JSON/COBie/IFC | IfcValve | 861a2a44-7af8-4ddb-887d-2611069ca668 | assets[].manufacturer_data.model | 07_IFC_Metadata_EAV | 861a2a44-7af8-4ddb-887d-2611069ca668
manufacturer_data.serial_number | DTP_Template | 2026-06-05 | LOI_Manufacturer | Component | Sprinkler Zone Valve L05-001 | SN-SPRINKLER-L05-001 |  | JSON/COBie/IFC | IfcValve | 861a2a44-7af8-4ddb-887d-2611069ca668 | assets[].manufacturer_data.serial_number | 07_IFC_Metadata_EAV | 861a2a44-7af8-4ddb-887d-2611069ca668
manufacturer_data.installation_date | DTP_Template | 2026-06-05 | LOI_Manufacturer | Component | Sprinkler Zone Valve L05-001 | 2026-05-15 |  | JSON/COBie/IFC | IfcValve | 861a2a44-7af8-4ddb-887d-2611069ca668 | assets[].manufacturer_data.installation_date | 07_IFC_Metadata_EAV | 861a2a44-7af8-4ddb-887d-2611069ca668
manufacturer_data.warranty_start_date | DTP_Template | 2026-06-05 | LOI_Manufacturer | Component | Sprinkler Zone Valve L05-001 | 2026-06-01 |  | JSON/COBie/IFC | IfcValve | 861a2a44-7af8-4ddb-887d-2611069ca668 | assets[].manufacturer_data.warranty_start_date | 07_IFC_Metadata_EAV | 861a2a44-7af8-4ddb-887d-2611069ca668
manufacturer_data.warranty_end_date | DTP_Template | 2026-06-05 | LOI_Manufacturer | Component | Sprinkler Zone Valve L05-001 | 2028-06-01 |  | JSON/COBie/IFC | IfcValve | 861a2a44-7af8-4ddb-887d-2611069ca668 | assets[].manufacturer_data.warranty_end_date | 07_IFC_Metadata_EAV | 861a2a44-7af8-4ddb-887d-2611069ca668
operation_data.maintainable | DTP_Template | 2026-06-05 | LOI_Operation_Maintenance | Component | Sprinkler Zone Valve L05-001 | TRUE |  | JSON/COBie/IFC | IfcValve | 861a2a44-7af8-4ddb-887d-2611069ca668 | assets[].operation_data.maintainable | 07_IFC_Metadata_EAV | 861a2a44-7af8-4ddb-887d-2611069ca668
operation_data.criticality | DTP_Template | 2026-06-05 | LOI_Operation_Maintenance | Component | Sprinkler Zone Valve L05-001 | High |  | JSON/COBie/IFC | IfcValve | 861a2a44-7af8-4ddb-887d-2611069ca668 | assets[].operation_data.criticality | 07_IFC_Metadata_EAV | 861a2a44-7af8-4ddb-887d-2611069ca668
operation_data.expected_life_years | DTP_Template | 2026-06-05 | LOI_Operation_Maintenance | Component | Sprinkler Zone Valve L05-001 | 15 |  | JSON/COBie/IFC | IfcValve | 861a2a44-7af8-4ddb-887d-2611069ca668 | assets[].operation_data.expected_life_years | 07_IFC_Metadata_EAV | 861a2a44-7af8-4ddb-887d-2611069ca668
operation_data.maintenance_strategy | DTP_Template | 2026-06-05 | LOI_Operation_Maintenance | Component | Sprinkler Zone Valve L05-001 | preventive_and_condition_based |  | JSON/COBie/IFC | IfcValve | 861a2a44-7af8-4ddb-887d-2611069ca668 | assets[].operation_data.maintenance_strategy | 07_IFC_Metadata_EAV | 861a2a44-7af8-4ddb-887d-2611069ca668
operation_data.cmms_asset_id | DTP_Template | 2026-06-05 | LOI_Operation_Maintenance | Component | Sprinkler Zone Valve L05-001 | CMMS-SPRINKLER-L05-001 |  | JSON/COBie/IFC | IfcValve | 861a2a44-7af8-4ddb-887d-2611069ca668 | assets[].operation_data.cmms_asset_id | 07_IFC_Metadata_EAV | 861a2a44-7af8-4ddb-887d-2611069ca668
operation_data.spare_part_group | DTP_Template | 2026-06-05 | LOI_Operation_Maintenance | Component | Sprinkler Zone Valve L05-001 | SPARE-VALVE |  | JSON/COBie/IFC | IfcValve | 861a2a44-7af8-4ddb-887d-2611069ca668 | assets[].operation_data.spare_part_group | 07_IFC_Metadata_EAV | 861a2a44-7af8-4ddb-887d-2611069ca668
operation_data.manual_url | DTP_Template | 2026-06-05 | LOI_Operation_Maintenance | Component | Sprinkler Zone Valve L05-001 | https://example.com/om_manuals/SPRINKLER-L05-001.pdf |  | JSON/COBie/IFC | IfcValve | 861a2a44-7af8-4ddb-887d-2611069ca668 | assets[].operation_data.manual_url | 07_IFC_Metadata_EAV | 861a2a44-7af8-4ddb-887d-2611069ca668
digital_twin.dt_entity_type | DTP_Template | 2026-06-05 | DTP_Metadata | Component | Sprinkler Zone Valve L05-001 | asset |  | JSON/COBie/IFC | IfcValve | 861a2a44-7af8-4ddb-887d-2611069ca668 | assets[].digital_twin.dt_entity_type | 07_IFC_Metadata_EAV | 861a2a44-7af8-4ddb-887d-2611069ca668
digital_twin.state_source | DTP_Template | 2026-06-05 | DTP_Metadata | Component | Sprinkler Zone Valve L05-001 | BMS/IoT/CMMS |  | JSON/COBie/IFC | IfcValve | 861a2a44-7af8-4ddb-887d-2611069ca668 | assets[].digital_twin.state_source | 07_IFC_Metadata_EAV | 861a2a44-7af8-4ddb-887d-2611069ca668
digital_twin.realtime_enabled | DTP_Template | 2026-06-05 | DTP_Metadata | Component | Sprinkler Zone Valve L05-001 | TRUE |  | JSON/COBie/IFC | IfcValve | 861a2a44-7af8-4ddb-887d-2611069ca668 | assets[].digital_twin.realtime_enabled | 07_IFC_Metadata_EAV | 861a2a44-7af8-4ddb-887d-2611069ca668
digital_twin.history_enabled | DTP_Template | 2026-06-05 | DTP_Metadata | Component | Sprinkler Zone Valve L05-001 | TRUE |  | JSON/COBie/IFC | IfcValve | 861a2a44-7af8-4ddb-887d-2611069ca668 | assets[].digital_twin.history_enabled | 07_IFC_Metadata_EAV | 861a2a44-7af8-4ddb-887d-2611069ca668
digital_twin.visual_selectable | DTP_Template | 2026-06-05 | DTP_Metadata | Component | Sprinkler Zone Valve L05-001 | TRUE |  | JSON/COBie/IFC | IfcValve | 861a2a44-7af8-4ddb-887d-2611069ca668 | assets[].digital_twin.visual_selectable | 07_IFC_Metadata_EAV | 861a2a44-7af8-4ddb-887d-2611069ca668
digital_twin.visual_highlight_layer | DTP_Template | 2026-06-05 | DTP_Metadata | Component | Sprinkler Zone Valve L05-001 | LAYER-ASSET-FIRE-FIGHTING |  | JSON/COBie/IFC | IfcValve | 861a2a44-7af8-4ddb-887d-2611069ca668 | assets[].digital_twin.visual_highlight_layer | 07_IFC_Metadata_EAV | 861a2a44-7af8-4ddb-887d-2611069ca668
tags[0] | DTP_Template | 2026-06-05 | Asset_Metadata | Component | Sprinkler Zone Valve L05-001 | fire_fighting |  | JSON/COBie/IFC | IfcValve | 861a2a44-7af8-4ddb-887d-2611069ca668 | assets[].tags[0] | 07_IFC_Metadata_EAV | 861a2a44-7af8-4ddb-887d-2611069ca668
tags[1] | DTP_Template | 2026-06-05 | Asset_Metadata | Component | Sprinkler Zone Valve L05-001 | valve |  | JSON/COBie/IFC | IfcValve | 861a2a44-7af8-4ddb-887d-2611069ca668 | assets[].tags[1] | 07_IFC_Metadata_EAV | 861a2a44-7af8-4ddb-887d-2611069ca668
tags[2] | DTP_Template | 2026-06-05 | Asset_Metadata | Component | Sprinkler Zone Valve L05-001 | sprinklervalve |  | JSON/COBie/IFC | IfcValve | 861a2a44-7af8-4ddb-887d-2611069ca668 | assets[].tags[2] | 07_IFC_Metadata_EAV | 861a2a44-7af8-4ddb-887d-2611069ca668
asset_id | DTP_Template | 2026-06-05 | Asset_Metadata | Component | Smoke Detector L10-001 | SMOKE-L10-001 |  | JSON/COBie/IFC | IfcSensor | aee0248a-350d-4fdf-b757-bfc68e4861f1 | assets[].asset_id | 07_IFC_Metadata_EAV | aee0248a-350d-4fdf-b757-bfc68e4861f1
asset_name | DTP_Template | 2026-06-05 | Asset_Metadata | Component | Smoke Detector L10-001 | Smoke Detector L10-001 |  | JSON/COBie/IFC | IfcSensor | aee0248a-350d-4fdf-b757-bfc68e4861f1 | assets[].asset_name | 07_IFC_Metadata_EAV | aee0248a-350d-4fdf-b757-bfc68e4861f1
asset_status | DTP_Template | 2026-06-05 | Asset_Metadata | Component | Smoke Detector L10-001 | in_service |  | JSON/COBie/IFC | IfcSensor | aee0248a-350d-4fdf-b757-bfc68e4861f1 | assets[].asset_status | 07_IFC_Metadata_EAV | aee0248a-350d-4fdf-b757-bfc68e4861f1
system | DTP_Template | 2026-06-05 | Asset_Metadata | Component | Smoke Detector L10-001 | Fire Alarm |  | JSON/COBie/IFC | IfcSensor | aee0248a-350d-4fdf-b757-bfc68e4861f1 | assets[].system | 07_IFC_Metadata_EAV | aee0248a-350d-4fdf-b757-bfc68e4861f1
discipline | DTP_Template | 2026-06-05 | Asset_Metadata | Component | Smoke Detector L10-001 | MEP |  | JSON/COBie/IFC | IfcSensor | aee0248a-350d-4fdf-b757-bfc68e4861f1 | assets[].discipline | 07_IFC_Metadata_EAV | aee0248a-350d-4fdf-b757-bfc68e4861f1
category | DTP_Template | 2026-06-05 | Asset_Metadata | Component | Smoke Detector L10-001 | Detector |  | JSON/COBie/IFC | IfcSensor | aee0248a-350d-4fdf-b757-bfc68e4861f1 | assets[].category | 07_IFC_Metadata_EAV | aee0248a-350d-4fdf-b757-bfc68e4861f1
asset_type | DTP_Template | 2026-06-05 | Asset_Metadata | Component | Smoke Detector L10-001 | SmokeDetector |  | JSON/COBie/IFC | IfcSensor | aee0248a-350d-4fdf-b757-bfc68e4861f1 | assets[].asset_type | 07_IFC_Metadata_EAV | aee0248a-350d-4fdf-b757-bfc68e4861f1
classification.uniclass_code | DTP_Template | 2026-06-05 | LOI_Classification | Component | Smoke Detector L10-001 | placeholder |  | JSON/COBie/IFC | IfcSensor | aee0248a-350d-4fdf-b757-bfc68e4861f1 | assets[].classification.uniclass_code | 07_IFC_Metadata_EAV | aee0248a-350d-4fdf-b757-bfc68e4861f1
classification.omniclass_code | DTP_Template | 2026-06-05 | LOI_Classification | Component | Smoke Detector L10-001 | placeholder |  | JSON/COBie/IFC | IfcSensor | aee0248a-350d-4fdf-b757-bfc68e4861f1 | assets[].classification.omniclass_code | 07_IFC_Metadata_EAV | aee0248a-350d-4fdf-b757-bfc68e4861f1
classification.local_classification | DTP_Template | 2026-06-05 | LOI_Classification | Component | Smoke Detector L10-001 | Fire Alarm/Detector/SmokeDetector |  | JSON/COBie/IFC | IfcSensor | aee0248a-350d-4fdf-b757-bfc68e4861f1 | assets[].classification.local_classification | 07_IFC_Metadata_EAV | aee0248a-350d-4fdf-b757-bfc68e4861f1
location.facility_id | DTP_Template | 2026-06-05 | LOI_Location | Component | Smoke Detector L10-001 | FAC-OFFICE-TOWER-A |  | JSON/COBie/IFC | IfcSensor | aee0248a-350d-4fdf-b757-bfc68e4861f1 | assets[].location.facility_id | 07_IFC_Metadata_EAV | aee0248a-350d-4fdf-b757-bfc68e4861f1
location.floor_id | DTP_Template | 2026-06-05 | LOI_Location | Component | Smoke Detector L10-001 | FL-L10 |  | JSON/COBie/IFC | IfcSensor | aee0248a-350d-4fdf-b757-bfc68e4861f1 | assets[].location.floor_id | 07_IFC_Metadata_EAV | aee0248a-350d-4fdf-b757-bfc68e4861f1
location.space_id | DTP_Template | 2026-06-05 | LOI_Location | Component | Smoke Detector L10-001 | SP-L10-OFFICE-A |  | JSON/COBie/IFC | IfcSensor | aee0248a-350d-4fdf-b757-bfc68e4861f1 | assets[].location.space_id | 07_IFC_Metadata_EAV | aee0248a-350d-4fdf-b757-bfc68e4861f1
location.zone_id | DTP_Template | 2026-06-05 | LOI_Location | Component | Smoke Detector L10-001 | ZONE-OFFICE-L10 |  | JSON/COBie/IFC | IfcSensor | aee0248a-350d-4fdf-b757-bfc68e4861f1 | assets[].location.zone_id | 07_IFC_Metadata_EAV | aee0248a-350d-4fdf-b757-bfc68e4861f1
bim_mapping.ifc_guid | DTP_Template | 2026-06-05 | IFC_Core | Component | Smoke Detector L10-001 | aee0248a-350d-4fdf-b757-bfc68e4861f1 |  | JSON/COBie/IFC | IfcSensor | aee0248a-350d-4fdf-b757-bfc68e4861f1 | assets[].bim_mapping.ifc_guid | 07_IFC_Metadata_EAV | aee0248a-350d-4fdf-b757-bfc68e4861f1
bim_mapping.ifc_entity | DTP_Template | 2026-06-05 | IFC_Core | Component | Smoke Detector L10-001 | IfcSensor |  | JSON/COBie/IFC | IfcSensor | aee0248a-350d-4fdf-b757-bfc68e4861f1 | assets[].bim_mapping.ifc_entity | 07_IFC_Metadata_EAV | aee0248a-350d-4fdf-b757-bfc68e4861f1
bim_mapping.ifc_name | DTP_Template | 2026-06-05 | IFC_Core | Component | Smoke Detector L10-001 | Smoke Detector L10-001 |  | JSON/COBie/IFC | IfcSensor | aee0248a-350d-4fdf-b757-bfc68e4861f1 | assets[].bim_mapping.ifc_name | 07_IFC_Metadata_EAV | aee0248a-350d-4fdf-b757-bfc68e4861f1
bim_mapping.source_model_id | DTP_Template | 2026-06-05 | IFC_Core | Component | Smoke Detector L10-001 | IFC-MEP-001 |  | JSON/COBie/IFC | IfcSensor | aee0248a-350d-4fdf-b757-bfc68e4861f1 | assets[].bim_mapping.source_model_id | 07_IFC_Metadata_EAV | aee0248a-350d-4fdf-b757-bfc68e4861f1
bim_mapping.global_id_locked | DTP_Template | 2026-06-05 | IFC_Core | Component | Smoke Detector L10-001 | TRUE |  | JSON/COBie/IFC | IfcSensor | aee0248a-350d-4fdf-b757-bfc68e4861f1 | assets[].bim_mapping.global_id_locked | 07_IFC_Metadata_EAV | aee0248a-350d-4fdf-b757-bfc68e4861f1
cobie_mapping.component_name | DTP_Template | 2026-06-05 | Asset_Metadata | Component | Smoke Detector L10-001 | SMOKE-L10-001 |  | JSON/COBie/IFC | IfcSensor | aee0248a-350d-4fdf-b757-bfc68e4861f1 | assets[].cobie_mapping.component_name | 07_IFC_Metadata_EAV | aee0248a-350d-4fdf-b757-bfc68e4861f1
cobie_mapping.type_name | DTP_Template | 2026-06-05 | Asset_Metadata | Component | Smoke Detector L10-001 | SmokeDetector |  | JSON/COBie/IFC | IfcSensor | aee0248a-350d-4fdf-b757-bfc68e4861f1 | assets[].cobie_mapping.type_name | 07_IFC_Metadata_EAV | aee0248a-350d-4fdf-b757-bfc68e4861f1
cobie_mapping.system_name | DTP_Template | 2026-06-05 | Asset_Metadata | Component | Smoke Detector L10-001 | Fire Alarm |  | JSON/COBie/IFC | IfcSensor | aee0248a-350d-4fdf-b757-bfc68e4861f1 | assets[].cobie_mapping.system_name | 07_IFC_Metadata_EAV | aee0248a-350d-4fdf-b757-bfc68e4861f1
cobie_mapping.space_name | DTP_Template | 2026-06-05 | Asset_Metadata | Component | Smoke Detector L10-001 | SP-L10-OFFICE-A |  | JSON/COBie/IFC | IfcSensor | aee0248a-350d-4fdf-b757-bfc68e4861f1 | assets[].cobie_mapping.space_name | 07_IFC_Metadata_EAV | aee0248a-350d-4fdf-b757-bfc68e4861f1
manufacturer_data.manufacturer | DTP_Template | 2026-06-05 | LOI_Manufacturer | Component | Smoke Detector L10-001 | Generic Manufacturer |  | JSON/COBie/IFC | IfcSensor | aee0248a-350d-4fdf-b757-bfc68e4861f1 | assets[].manufacturer_data.manufacturer | 07_IFC_Metadata_EAV | aee0248a-350d-4fdf-b757-bfc68e4861f1
manufacturer_data.model | DTP_Template | 2026-06-05 | LOI_Manufacturer | Component | Smoke Detector L10-001 | Model-Placeholder |  | JSON/COBie/IFC | IfcSensor | aee0248a-350d-4fdf-b757-bfc68e4861f1 | assets[].manufacturer_data.model | 07_IFC_Metadata_EAV | aee0248a-350d-4fdf-b757-bfc68e4861f1
manufacturer_data.serial_number | DTP_Template | 2026-06-05 | LOI_Manufacturer | Component | Smoke Detector L10-001 | SN-SMOKE-L10-001 |  | JSON/COBie/IFC | IfcSensor | aee0248a-350d-4fdf-b757-bfc68e4861f1 | assets[].manufacturer_data.serial_number | 07_IFC_Metadata_EAV | aee0248a-350d-4fdf-b757-bfc68e4861f1
manufacturer_data.installation_date | DTP_Template | 2026-06-05 | LOI_Manufacturer | Component | Smoke Detector L10-001 | 2026-05-15 |  | JSON/COBie/IFC | IfcSensor | aee0248a-350d-4fdf-b757-bfc68e4861f1 | assets[].manufacturer_data.installation_date | 07_IFC_Metadata_EAV | aee0248a-350d-4fdf-b757-bfc68e4861f1
manufacturer_data.warranty_start_date | DTP_Template | 2026-06-05 | LOI_Manufacturer | Component | Smoke Detector L10-001 | 2026-06-01 |  | JSON/COBie/IFC | IfcSensor | aee0248a-350d-4fdf-b757-bfc68e4861f1 | assets[].manufacturer_data.warranty_start_date | 07_IFC_Metadata_EAV | aee0248a-350d-4fdf-b757-bfc68e4861f1
manufacturer_data.warranty_end_date | DTP_Template | 2026-06-05 | LOI_Manufacturer | Component | Smoke Detector L10-001 | 2028-06-01 |  | JSON/COBie/IFC | IfcSensor | aee0248a-350d-4fdf-b757-bfc68e4861f1 | assets[].manufacturer_data.warranty_end_date | 07_IFC_Metadata_EAV | aee0248a-350d-4fdf-b757-bfc68e4861f1
operation_data.maintainable | DTP_Template | 2026-06-05 | LOI_Operation_Maintenance | Component | Smoke Detector L10-001 | TRUE |  | JSON/COBie/IFC | IfcSensor | aee0248a-350d-4fdf-b757-bfc68e4861f1 | assets[].operation_data.maintainable | 07_IFC_Metadata_EAV | aee0248a-350d-4fdf-b757-bfc68e4861f1
operation_data.criticality | DTP_Template | 2026-06-05 | LOI_Operation_Maintenance | Component | Smoke Detector L10-001 | High |  | JSON/COBie/IFC | IfcSensor | aee0248a-350d-4fdf-b757-bfc68e4861f1 | assets[].operation_data.criticality | 07_IFC_Metadata_EAV | aee0248a-350d-4fdf-b757-bfc68e4861f1
operation_data.expected_life_years | DTP_Template | 2026-06-05 | LOI_Operation_Maintenance | Component | Smoke Detector L10-001 | 15 |  | JSON/COBie/IFC | IfcSensor | aee0248a-350d-4fdf-b757-bfc68e4861f1 | assets[].operation_data.expected_life_years | 07_IFC_Metadata_EAV | aee0248a-350d-4fdf-b757-bfc68e4861f1
operation_data.maintenance_strategy | DTP_Template | 2026-06-05 | LOI_Operation_Maintenance | Component | Smoke Detector L10-001 | preventive_and_condition_based |  | JSON/COBie/IFC | IfcSensor | aee0248a-350d-4fdf-b757-bfc68e4861f1 | assets[].operation_data.maintenance_strategy | 07_IFC_Metadata_EAV | aee0248a-350d-4fdf-b757-bfc68e4861f1
operation_data.cmms_asset_id | DTP_Template | 2026-06-05 | LOI_Operation_Maintenance | Component | Smoke Detector L10-001 | CMMS-SMOKE-L10-001 |  | JSON/COBie/IFC | IfcSensor | aee0248a-350d-4fdf-b757-bfc68e4861f1 | assets[].operation_data.cmms_asset_id | 07_IFC_Metadata_EAV | aee0248a-350d-4fdf-b757-bfc68e4861f1
operation_data.spare_part_group | DTP_Template | 2026-06-05 | LOI_Operation_Maintenance | Component | Smoke Detector L10-001 | SPARE-DETECTOR |  | JSON/COBie/IFC | IfcSensor | aee0248a-350d-4fdf-b757-bfc68e4861f1 | assets[].operation_data.spare_part_group | 07_IFC_Metadata_EAV | aee0248a-350d-4fdf-b757-bfc68e4861f1
operation_data.manual_url | DTP_Template | 2026-06-05 | LOI_Operation_Maintenance | Component | Smoke Detector L10-001 | https://example.com/om_manuals/SMOKE-L10-001.pdf |  | JSON/COBie/IFC | IfcSensor | aee0248a-350d-4fdf-b757-bfc68e4861f1 | assets[].operation_data.manual_url | 07_IFC_Metadata_EAV | aee0248a-350d-4fdf-b757-bfc68e4861f1
digital_twin.dt_entity_type | DTP_Template | 2026-06-05 | DTP_Metadata | Component | Smoke Detector L10-001 | asset |  | JSON/COBie/IFC | IfcSensor | aee0248a-350d-4fdf-b757-bfc68e4861f1 | assets[].digital_twin.dt_entity_type | 07_IFC_Metadata_EAV | aee0248a-350d-4fdf-b757-bfc68e4861f1
digital_twin.state_source | DTP_Template | 2026-06-05 | DTP_Metadata | Component | Smoke Detector L10-001 | BMS/IoT/CMMS |  | JSON/COBie/IFC | IfcSensor | aee0248a-350d-4fdf-b757-bfc68e4861f1 | assets[].digital_twin.state_source | 07_IFC_Metadata_EAV | aee0248a-350d-4fdf-b757-bfc68e4861f1
digital_twin.realtime_enabled | DTP_Template | 2026-06-05 | DTP_Metadata | Component | Smoke Detector L10-001 | TRUE |  | JSON/COBie/IFC | IfcSensor | aee0248a-350d-4fdf-b757-bfc68e4861f1 | assets[].digital_twin.realtime_enabled | 07_IFC_Metadata_EAV | aee0248a-350d-4fdf-b757-bfc68e4861f1
digital_twin.history_enabled | DTP_Template | 2026-06-05 | DTP_Metadata | Component | Smoke Detector L10-001 | TRUE |  | JSON/COBie/IFC | IfcSensor | aee0248a-350d-4fdf-b757-bfc68e4861f1 | assets[].digital_twin.history_enabled | 07_IFC_Metadata_EAV | aee0248a-350d-4fdf-b757-bfc68e4861f1
digital_twin.visual_selectable | DTP_Template | 2026-06-05 | DTP_Metadata | Component | Smoke Detector L10-001 | TRUE |  | JSON/COBie/IFC | IfcSensor | aee0248a-350d-4fdf-b757-bfc68e4861f1 | assets[].digital_twin.visual_selectable | 07_IFC_Metadata_EAV | aee0248a-350d-4fdf-b757-bfc68e4861f1
digital_twin.visual_highlight_layer | DTP_Template | 2026-06-05 | DTP_Metadata | Component | Smoke Detector L10-001 | LAYER-ASSET-FIRE-ALARM |  | JSON/COBie/IFC | IfcSensor | aee0248a-350d-4fdf-b757-bfc68e4861f1 | assets[].digital_twin.visual_highlight_layer | 07_IFC_Metadata_EAV | aee0248a-350d-4fdf-b757-bfc68e4861f1
tags[0] | DTP_Template | 2026-06-05 | Asset_Metadata | Component | Smoke Detector L10-001 | fire_alarm |  | JSON/COBie/IFC | IfcSensor | aee0248a-350d-4fdf-b757-bfc68e4861f1 | assets[].tags[0] | 07_IFC_Metadata_EAV | aee0248a-350d-4fdf-b757-bfc68e4861f1
tags[1] | DTP_Template | 2026-06-05 | Asset_Metadata | Component | Smoke Detector L10-001 | detector |  | JSON/COBie/IFC | IfcSensor | aee0248a-350d-4fdf-b757-bfc68e4861f1 | assets[].tags[1] | 07_IFC_Metadata_EAV | aee0248a-350d-4fdf-b757-bfc68e4861f1
tags[2] | DTP_Template | 2026-06-05 | Asset_Metadata | Component | Smoke Detector L10-001 | smokedetector |  | JSON/COBie/IFC | IfcSensor | aee0248a-350d-4fdf-b757-bfc68e4861f1 | assets[].tags[2] | 07_IFC_Metadata_EAV | aee0248a-350d-4fdf-b757-bfc68e4861f1
asset_id | DTP_Template | 2026-06-05 | Asset_Metadata | Component | Sprinkler Zone Valve L10-001 | SPRINKLER-L10-001 |  | JSON/COBie/IFC | IfcValve | 02d03615-f1b0-4206-8322-13ac6bc7ae44 | assets[].asset_id | 07_IFC_Metadata_EAV | 02d03615-f1b0-4206-8322-13ac6bc7ae44
asset_name | DTP_Template | 2026-06-05 | Asset_Metadata | Component | Sprinkler Zone Valve L10-001 | Sprinkler Zone Valve L10-001 |  | JSON/COBie/IFC | IfcValve | 02d03615-f1b0-4206-8322-13ac6bc7ae44 | assets[].asset_name | 07_IFC_Metadata_EAV | 02d03615-f1b0-4206-8322-13ac6bc7ae44
asset_status | DTP_Template | 2026-06-05 | Asset_Metadata | Component | Sprinkler Zone Valve L10-001 | in_service |  | JSON/COBie/IFC | IfcValve | 02d03615-f1b0-4206-8322-13ac6bc7ae44 | assets[].asset_status | 07_IFC_Metadata_EAV | 02d03615-f1b0-4206-8322-13ac6bc7ae44
system | DTP_Template | 2026-06-05 | Asset_Metadata | Component | Sprinkler Zone Valve L10-001 | Fire Fighting |  | JSON/COBie/IFC | IfcValve | 02d03615-f1b0-4206-8322-13ac6bc7ae44 | assets[].system | 07_IFC_Metadata_EAV | 02d03615-f1b0-4206-8322-13ac6bc7ae44
discipline | DTP_Template | 2026-06-05 | Asset_Metadata | Component | Sprinkler Zone Valve L10-001 | MEP |  | JSON/COBie/IFC | IfcValve | 02d03615-f1b0-4206-8322-13ac6bc7ae44 | assets[].discipline | 07_IFC_Metadata_EAV | 02d03615-f1b0-4206-8322-13ac6bc7ae44
category | DTP_Template | 2026-06-05 | Asset_Metadata | Component | Sprinkler Zone Valve L10-001 | Valve |  | JSON/COBie/IFC | IfcValve | 02d03615-f1b0-4206-8322-13ac6bc7ae44 | assets[].category | 07_IFC_Metadata_EAV | 02d03615-f1b0-4206-8322-13ac6bc7ae44
asset_type | DTP_Template | 2026-06-05 | Asset_Metadata | Component | Sprinkler Zone Valve L10-001 | SprinklerValve |  | JSON/COBie/IFC | IfcValve | 02d03615-f1b0-4206-8322-13ac6bc7ae44 | assets[].asset_type | 07_IFC_Metadata_EAV | 02d03615-f1b0-4206-8322-13ac6bc7ae44
classification.uniclass_code | DTP_Template | 2026-06-05 | LOI_Classification | Component | Sprinkler Zone Valve L10-001 | placeholder |  | JSON/COBie/IFC | IfcValve | 02d03615-f1b0-4206-8322-13ac6bc7ae44 | assets[].classification.uniclass_code | 07_IFC_Metadata_EAV | 02d03615-f1b0-4206-8322-13ac6bc7ae44
classification.omniclass_code | DTP_Template | 2026-06-05 | LOI_Classification | Component | Sprinkler Zone Valve L10-001 | placeholder |  | JSON/COBie/IFC | IfcValve | 02d03615-f1b0-4206-8322-13ac6bc7ae44 | assets[].classification.omniclass_code | 07_IFC_Metadata_EAV | 02d03615-f1b0-4206-8322-13ac6bc7ae44
classification.local_classification | DTP_Template | 2026-06-05 | LOI_Classification | Component | Sprinkler Zone Valve L10-001 | Fire Fighting/Valve/SprinklerValve |  | JSON/COBie/IFC | IfcValve | 02d03615-f1b0-4206-8322-13ac6bc7ae44 | assets[].classification.local_classification | 07_IFC_Metadata_EAV | 02d03615-f1b0-4206-8322-13ac6bc7ae44
location.facility_id | DTP_Template | 2026-06-05 | LOI_Location | Component | Sprinkler Zone Valve L10-001 | FAC-OFFICE-TOWER-A |  | JSON/COBie/IFC | IfcValve | 02d03615-f1b0-4206-8322-13ac6bc7ae44 | assets[].location.facility_id | 07_IFC_Metadata_EAV | 02d03615-f1b0-4206-8322-13ac6bc7ae44
location.floor_id | DTP_Template | 2026-06-05 | LOI_Location | Component | Sprinkler Zone Valve L10-001 | FL-L10 |  | JSON/COBie/IFC | IfcValve | 02d03615-f1b0-4206-8322-13ac6bc7ae44 | assets[].location.floor_id | 07_IFC_Metadata_EAV | 02d03615-f1b0-4206-8322-13ac6bc7ae44
location.space_id | DTP_Template | 2026-06-05 | LOI_Location | Component | Sprinkler Zone Valve L10-001 | SP-L10-OFFICE-A |  | JSON/COBie/IFC | IfcValve | 02d03615-f1b0-4206-8322-13ac6bc7ae44 | assets[].location.space_id | 07_IFC_Metadata_EAV | 02d03615-f1b0-4206-8322-13ac6bc7ae44
location.zone_id | DTP_Template | 2026-06-05 | LOI_Location | Component | Sprinkler Zone Valve L10-001 | ZONE-OFFICE-L10 |  | JSON/COBie/IFC | IfcValve | 02d03615-f1b0-4206-8322-13ac6bc7ae44 | assets[].location.zone_id | 07_IFC_Metadata_EAV | 02d03615-f1b0-4206-8322-13ac6bc7ae44
bim_mapping.ifc_guid | DTP_Template | 2026-06-05 | IFC_Core | Component | Sprinkler Zone Valve L10-001 | 02d03615-f1b0-4206-8322-13ac6bc7ae44 |  | JSON/COBie/IFC | IfcValve | 02d03615-f1b0-4206-8322-13ac6bc7ae44 | assets[].bim_mapping.ifc_guid | 07_IFC_Metadata_EAV | 02d03615-f1b0-4206-8322-13ac6bc7ae44
bim_mapping.ifc_entity | DTP_Template | 2026-06-05 | IFC_Core | Component | Sprinkler Zone Valve L10-001 | IfcValve |  | JSON/COBie/IFC | IfcValve | 02d03615-f1b0-4206-8322-13ac6bc7ae44 | assets[].bim_mapping.ifc_entity | 07_IFC_Metadata_EAV | 02d03615-f1b0-4206-8322-13ac6bc7ae44
bim_mapping.ifc_name | DTP_Template | 2026-06-05 | IFC_Core | Component | Sprinkler Zone Valve L10-001 | Sprinkler Zone Valve L10-001 |  | JSON/COBie/IFC | IfcValve | 02d03615-f1b0-4206-8322-13ac6bc7ae44 | assets[].bim_mapping.ifc_name | 07_IFC_Metadata_EAV | 02d03615-f1b0-4206-8322-13ac6bc7ae44
bim_mapping.source_model_id | DTP_Template | 2026-06-05 | IFC_Core | Component | Sprinkler Zone Valve L10-001 | IFC-MEP-001 |  | JSON/COBie/IFC | IfcValve | 02d03615-f1b0-4206-8322-13ac6bc7ae44 | assets[].bim_mapping.source_model_id | 07_IFC_Metadata_EAV | 02d03615-f1b0-4206-8322-13ac6bc7ae44
bim_mapping.global_id_locked | DTP_Template | 2026-06-05 | IFC_Core | Component | Sprinkler Zone Valve L10-001 | TRUE |  | JSON/COBie/IFC | IfcValve | 02d03615-f1b0-4206-8322-13ac6bc7ae44 | assets[].bim_mapping.global_id_locked | 07_IFC_Metadata_EAV | 02d03615-f1b0-4206-8322-13ac6bc7ae44
cobie_mapping.component_name | DTP_Template | 2026-06-05 | Asset_Metadata | Component | Sprinkler Zone Valve L10-001 | SPRINKLER-L10-001 |  | JSON/COBie/IFC | IfcValve | 02d03615-f1b0-4206-8322-13ac6bc7ae44 | assets[].cobie_mapping.component_name | 07_IFC_Metadata_EAV | 02d03615-f1b0-4206-8322-13ac6bc7ae44
cobie_mapping.type_name | DTP_Template | 2026-06-05 | Asset_Metadata | Component | Sprinkler Zone Valve L10-001 | SprinklerValve |  | JSON/COBie/IFC | IfcValve | 02d03615-f1b0-4206-8322-13ac6bc7ae44 | assets[].cobie_mapping.type_name | 07_IFC_Metadata_EAV | 02d03615-f1b0-4206-8322-13ac6bc7ae44
cobie_mapping.system_name | DTP_Template | 2026-06-05 | Asset_Metadata | Component | Sprinkler Zone Valve L10-001 | Fire Fighting |  | JSON/COBie/IFC | IfcValve | 02d03615-f1b0-4206-8322-13ac6bc7ae44 | assets[].cobie_mapping.system_name | 07_IFC_Metadata_EAV | 02d03615-f1b0-4206-8322-13ac6bc7ae44
cobie_mapping.space_name | DTP_Template | 2026-06-05 | Asset_Metadata | Component | Sprinkler Zone Valve L10-001 | SP-L10-OFFICE-A |  | JSON/COBie/IFC | IfcValve | 02d03615-f1b0-4206-8322-13ac6bc7ae44 | assets[].cobie_mapping.space_name | 07_IFC_Metadata_EAV | 02d03615-f1b0-4206-8322-13ac6bc7ae44
manufacturer_data.manufacturer | DTP_Template | 2026-06-05 | LOI_Manufacturer | Component | Sprinkler Zone Valve L10-001 | Generic Manufacturer |  | JSON/COBie/IFC | IfcValve | 02d03615-f1b0-4206-8322-13ac6bc7ae44 | assets[].manufacturer_data.manufacturer | 07_IFC_Metadata_EAV | 02d03615-f1b0-4206-8322-13ac6bc7ae44
manufacturer_data.model | DTP_Template | 2026-06-05 | LOI_Manufacturer | Component | Sprinkler Zone Valve L10-001 | Model-Placeholder |  | JSON/COBie/IFC | IfcValve | 02d03615-f1b0-4206-8322-13ac6bc7ae44 | assets[].manufacturer_data.model | 07_IFC_Metadata_EAV | 02d03615-f1b0-4206-8322-13ac6bc7ae44
manufacturer_data.serial_number | DTP_Template | 2026-06-05 | LOI_Manufacturer | Component | Sprinkler Zone Valve L10-001 | SN-SPRINKLER-L10-001 |  | JSON/COBie/IFC | IfcValve | 02d03615-f1b0-4206-8322-13ac6bc7ae44 | assets[].manufacturer_data.serial_number | 07_IFC_Metadata_EAV | 02d03615-f1b0-4206-8322-13ac6bc7ae44
manufacturer_data.installation_date | DTP_Template | 2026-06-05 | LOI_Manufacturer | Component | Sprinkler Zone Valve L10-001 | 2026-05-15 |  | JSON/COBie/IFC | IfcValve | 02d03615-f1b0-4206-8322-13ac6bc7ae44 | assets[].manufacturer_data.installation_date | 07_IFC_Metadata_EAV | 02d03615-f1b0-4206-8322-13ac6bc7ae44
manufacturer_data.warranty_start_date | DTP_Template | 2026-06-05 | LOI_Manufacturer | Component | Sprinkler Zone Valve L10-001 | 2026-06-01 |  | JSON/COBie/IFC | IfcValve | 02d03615-f1b0-4206-8322-13ac6bc7ae44 | assets[].manufacturer_data.warranty_start_date | 07_IFC_Metadata_EAV | 02d03615-f1b0-4206-8322-13ac6bc7ae44
manufacturer_data.warranty_end_date | DTP_Template | 2026-06-05 | LOI_Manufacturer | Component | Sprinkler Zone Valve L10-001 | 2028-06-01 |  | JSON/COBie/IFC | IfcValve | 02d03615-f1b0-4206-8322-13ac6bc7ae44 | assets[].manufacturer_data.warranty_end_date | 07_IFC_Metadata_EAV | 02d03615-f1b0-4206-8322-13ac6bc7ae44
operation_data.maintainable | DTP_Template | 2026-06-05 | LOI_Operation_Maintenance | Component | Sprinkler Zone Valve L10-001 | TRUE |  | JSON/COBie/IFC | IfcValve | 02d03615-f1b0-4206-8322-13ac6bc7ae44 | assets[].operation_data.maintainable | 07_IFC_Metadata_EAV | 02d03615-f1b0-4206-8322-13ac6bc7ae44
operation_data.criticality | DTP_Template | 2026-06-05 | LOI_Operation_Maintenance | Component | Sprinkler Zone Valve L10-001 | High |  | JSON/COBie/IFC | IfcValve | 02d03615-f1b0-4206-8322-13ac6bc7ae44 | assets[].operation_data.criticality | 07_IFC_Metadata_EAV | 02d03615-f1b0-4206-8322-13ac6bc7ae44
operation_data.expected_life_years | DTP_Template | 2026-06-05 | LOI_Operation_Maintenance | Component | Sprinkler Zone Valve L10-001 | 15 |  | JSON/COBie/IFC | IfcValve | 02d03615-f1b0-4206-8322-13ac6bc7ae44 | assets[].operation_data.expected_life_years | 07_IFC_Metadata_EAV | 02d03615-f1b0-4206-8322-13ac6bc7ae44
operation_data.maintenance_strategy | DTP_Template | 2026-06-05 | LOI_Operation_Maintenance | Component | Sprinkler Zone Valve L10-001 | preventive_and_condition_based |  | JSON/COBie/IFC | IfcValve | 02d03615-f1b0-4206-8322-13ac6bc7ae44 | assets[].operation_data.maintenance_strategy | 07_IFC_Metadata_EAV | 02d03615-f1b0-4206-8322-13ac6bc7ae44
operation_data.cmms_asset_id | DTP_Template | 2026-06-05 | LOI_Operation_Maintenance | Component | Sprinkler Zone Valve L10-001 | CMMS-SPRINKLER-L10-001 |  | JSON/COBie/IFC | IfcValve | 02d03615-f1b0-4206-8322-13ac6bc7ae44 | assets[].operation_data.cmms_asset_id | 07_IFC_Metadata_EAV | 02d03615-f1b0-4206-8322-13ac6bc7ae44
operation_data.spare_part_group | DTP_Template | 2026-06-05 | LOI_Operation_Maintenance | Component | Sprinkler Zone Valve L10-001 | SPARE-VALVE |  | JSON/COBie/IFC | IfcValve | 02d03615-f1b0-4206-8322-13ac6bc7ae44 | assets[].operation_data.spare_part_group | 07_IFC_Metadata_EAV | 02d03615-f1b0-4206-8322-13ac6bc7ae44
operation_data.manual_url | DTP_Template | 2026-06-05 | LOI_Operation_Maintenance | Component | Sprinkler Zone Valve L10-001 | https://example.com/om_manuals/SPRINKLER-L10-001.pdf |  | JSON/COBie/IFC | IfcValve | 02d03615-f1b0-4206-8322-13ac6bc7ae44 | assets[].operation_data.manual_url | 07_IFC_Metadata_EAV | 02d03615-f1b0-4206-8322-13ac6bc7ae44
digital_twin.dt_entity_type | DTP_Template | 2026-06-05 | DTP_Metadata | Component | Sprinkler Zone Valve L10-001 | asset |  | JSON/COBie/IFC | IfcValve | 02d03615-f1b0-4206-8322-13ac6bc7ae44 | assets[].digital_twin.dt_entity_type | 07_IFC_Metadata_EAV | 02d03615-f1b0-4206-8322-13ac6bc7ae44
digital_twin.state_source | DTP_Template | 2026-06-05 | DTP_Metadata | Component | Sprinkler Zone Valve L10-001 | BMS/IoT/CMMS |  | JSON/COBie/IFC | IfcValve | 02d03615-f1b0-4206-8322-13ac6bc7ae44 | assets[].digital_twin.state_source | 07_IFC_Metadata_EAV | 02d03615-f1b0-4206-8322-13ac6bc7ae44
digital_twin.realtime_enabled | DTP_Template | 2026-06-05 | DTP_Metadata | Component | Sprinkler Zone Valve L10-001 | TRUE |  | JSON/COBie/IFC | IfcValve | 02d03615-f1b0-4206-8322-13ac6bc7ae44 | assets[].digital_twin.realtime_enabled | 07_IFC_Metadata_EAV | 02d03615-f1b0-4206-8322-13ac6bc7ae44
digital_twin.history_enabled | DTP_Template | 2026-06-05 | DTP_Metadata | Component | Sprinkler Zone Valve L10-001 | TRUE |  | JSON/COBie/IFC | IfcValve | 02d03615-f1b0-4206-8322-13ac6bc7ae44 | assets[].digital_twin.history_enabled | 07_IFC_Metadata_EAV | 02d03615-f1b0-4206-8322-13ac6bc7ae44
digital_twin.visual_selectable | DTP_Template | 2026-06-05 | DTP_Metadata | Component | Sprinkler Zone Valve L10-001 | TRUE |  | JSON/COBie/IFC | IfcValve | 02d03615-f1b0-4206-8322-13ac6bc7ae44 | assets[].digital_twin.visual_selectable | 07_IFC_Metadata_EAV | 02d03615-f1b0-4206-8322-13ac6bc7ae44
digital_twin.visual_highlight_layer | DTP_Template | 2026-06-05 | DTP_Metadata | Component | Sprinkler Zone Valve L10-001 | LAYER-ASSET-FIRE-FIGHTING |  | JSON/COBie/IFC | IfcValve | 02d03615-f1b0-4206-8322-13ac6bc7ae44 | assets[].digital_twin.visual_highlight_layer | 07_IFC_Metadata_EAV | 02d03615-f1b0-4206-8322-13ac6bc7ae44
tags[0] | DTP_Template | 2026-06-05 | Asset_Metadata | Component | Sprinkler Zone Valve L10-001 | fire_fighting |  | JSON/COBie/IFC | IfcValve | 02d03615-f1b0-4206-8322-13ac6bc7ae44 | assets[].tags[0] | 07_IFC_Metadata_EAV | 02d03615-f1b0-4206-8322-13ac6bc7ae44
tags[1] | DTP_Template | 2026-06-05 | Asset_Metadata | Component | Sprinkler Zone Valve L10-001 | valve |  | JSON/COBie/IFC | IfcValve | 02d03615-f1b0-4206-8322-13ac6bc7ae44 | assets[].tags[1] | 07_IFC_Metadata_EAV | 02d03615-f1b0-4206-8322-13ac6bc7ae44
tags[2] | DTP_Template | 2026-06-05 | Asset_Metadata | Component | Sprinkler Zone Valve L10-001 | sprinklervalve |  | JSON/COBie/IFC | IfcValve | 02d03615-f1b0-4206-8322-13ac6bc7ae44 | assets[].tags[2] | 07_IFC_Metadata_EAV | 02d03615-f1b0-4206-8322-13ac6bc7ae44
asset_id | DTP_Template | 2026-06-05 | Asset_Metadata | Component | Smoke Detector L20-001 | SMOKE-L20-001 |  | JSON/COBie/IFC | IfcSensor | 706ac21f-c409-43ec-adae-1aafb0260858 | assets[].asset_id | 07_IFC_Metadata_EAV | 706ac21f-c409-43ec-adae-1aafb0260858
asset_name | DTP_Template | 2026-06-05 | Asset_Metadata | Component | Smoke Detector L20-001 | Smoke Detector L20-001 |  | JSON/COBie/IFC | IfcSensor | 706ac21f-c409-43ec-adae-1aafb0260858 | assets[].asset_name | 07_IFC_Metadata_EAV | 706ac21f-c409-43ec-adae-1aafb0260858
asset_status | DTP_Template | 2026-06-05 | Asset_Metadata | Component | Smoke Detector L20-001 | in_service |  | JSON/COBie/IFC | IfcSensor | 706ac21f-c409-43ec-adae-1aafb0260858 | assets[].asset_status | 07_IFC_Metadata_EAV | 706ac21f-c409-43ec-adae-1aafb0260858
system | DTP_Template | 2026-06-05 | Asset_Metadata | Component | Smoke Detector L20-001 | Fire Alarm |  | JSON/COBie/IFC | IfcSensor | 706ac21f-c409-43ec-adae-1aafb0260858 | assets[].system | 07_IFC_Metadata_EAV | 706ac21f-c409-43ec-adae-1aafb0260858
discipline | DTP_Template | 2026-06-05 | Asset_Metadata | Component | Smoke Detector L20-001 | MEP |  | JSON/COBie/IFC | IfcSensor | 706ac21f-c409-43ec-adae-1aafb0260858 | assets[].discipline | 07_IFC_Metadata_EAV | 706ac21f-c409-43ec-adae-1aafb0260858
category | DTP_Template | 2026-06-05 | Asset_Metadata | Component | Smoke Detector L20-001 | Detector |  | JSON/COBie/IFC | IfcSensor | 706ac21f-c409-43ec-adae-1aafb0260858 | assets[].category | 07_IFC_Metadata_EAV | 706ac21f-c409-43ec-adae-1aafb0260858
asset_type | DTP_Template | 2026-06-05 | Asset_Metadata | Component | Smoke Detector L20-001 | SmokeDetector |  | JSON/COBie/IFC | IfcSensor | 706ac21f-c409-43ec-adae-1aafb0260858 | assets[].asset_type | 07_IFC_Metadata_EAV | 706ac21f-c409-43ec-adae-1aafb0260858
classification.uniclass_code | DTP_Template | 2026-06-05 | LOI_Classification | Component | Smoke Detector L20-001 | placeholder |  | JSON/COBie/IFC | IfcSensor | 706ac21f-c409-43ec-adae-1aafb0260858 | assets[].classification.uniclass_code | 07_IFC_Metadata_EAV | 706ac21f-c409-43ec-adae-1aafb0260858
classification.omniclass_code | DTP_Template | 2026-06-05 | LOI_Classification | Component | Smoke Detector L20-001 | placeholder |  | JSON/COBie/IFC | IfcSensor | 706ac21f-c409-43ec-adae-1aafb0260858 | assets[].classification.omniclass_code | 07_IFC_Metadata_EAV | 706ac21f-c409-43ec-adae-1aafb0260858
classification.local_classification | DTP_Template | 2026-06-05 | LOI_Classification | Component | Smoke Detector L20-001 | Fire Alarm/Detector/SmokeDetector |  | JSON/COBie/IFC | IfcSensor | 706ac21f-c409-43ec-adae-1aafb0260858 | assets[].classification.local_classification | 07_IFC_Metadata_EAV | 706ac21f-c409-43ec-adae-1aafb0260858
location.facility_id | DTP_Template | 2026-06-05 | LOI_Location | Component | Smoke Detector L20-001 | FAC-OFFICE-TOWER-A |  | JSON/COBie/IFC | IfcSensor | 706ac21f-c409-43ec-adae-1aafb0260858 | assets[].location.facility_id | 07_IFC_Metadata_EAV | 706ac21f-c409-43ec-adae-1aafb0260858
location.floor_id | DTP_Template | 2026-06-05 | LOI_Location | Component | Smoke Detector L20-001 | FL-L20 |  | JSON/COBie/IFC | IfcSensor | 706ac21f-c409-43ec-adae-1aafb0260858 | assets[].location.floor_id | 07_IFC_Metadata_EAV | 706ac21f-c409-43ec-adae-1aafb0260858
location.space_id | DTP_Template | 2026-06-05 | LOI_Location | Component | Smoke Detector L20-001 | SP-L20-OFFICE-A |  | JSON/COBie/IFC | IfcSensor | 706ac21f-c409-43ec-adae-1aafb0260858 | assets[].location.space_id | 07_IFC_Metadata_EAV | 706ac21f-c409-43ec-adae-1aafb0260858
location.zone_id | DTP_Template | 2026-06-05 | LOI_Location | Component | Smoke Detector L20-001 | ZONE-OFFICE-L20 |  | JSON/COBie/IFC | IfcSensor | 706ac21f-c409-43ec-adae-1aafb0260858 | assets[].location.zone_id | 07_IFC_Metadata_EAV | 706ac21f-c409-43ec-adae-1aafb0260858
bim_mapping.ifc_guid | DTP_Template | 2026-06-05 | IFC_Core | Component | Smoke Detector L20-001 | 706ac21f-c409-43ec-adae-1aafb0260858 |  | JSON/COBie/IFC | IfcSensor | 706ac21f-c409-43ec-adae-1aafb0260858 | assets[].bim_mapping.ifc_guid | 07_IFC_Metadata_EAV | 706ac21f-c409-43ec-adae-1aafb0260858
bim_mapping.ifc_entity | DTP_Template | 2026-06-05 | IFC_Core | Component | Smoke Detector L20-001 | IfcSensor |  | JSON/COBie/IFC | IfcSensor | 706ac21f-c409-43ec-adae-1aafb0260858 | assets[].bim_mapping.ifc_entity | 07_IFC_Metadata_EAV | 706ac21f-c409-43ec-adae-1aafb0260858
bim_mapping.ifc_name | DTP_Template | 2026-06-05 | IFC_Core | Component | Smoke Detector L20-001 | Smoke Detector L20-001 |  | JSON/COBie/IFC | IfcSensor | 706ac21f-c409-43ec-adae-1aafb0260858 | assets[].bim_mapping.ifc_name | 07_IFC_Metadata_EAV | 706ac21f-c409-43ec-adae-1aafb0260858
bim_mapping.source_model_id | DTP_Template | 2026-06-05 | IFC_Core | Component | Smoke Detector L20-001 | IFC-MEP-001 |  | JSON/COBie/IFC | IfcSensor | 706ac21f-c409-43ec-adae-1aafb0260858 | assets[].bim_mapping.source_model_id | 07_IFC_Metadata_EAV | 706ac21f-c409-43ec-adae-1aafb0260858
bim_mapping.global_id_locked | DTP_Template | 2026-06-05 | IFC_Core | Component | Smoke Detector L20-001 | TRUE |  | JSON/COBie/IFC | IfcSensor | 706ac21f-c409-43ec-adae-1aafb0260858 | assets[].bim_mapping.global_id_locked | 07_IFC_Metadata_EAV | 706ac21f-c409-43ec-adae-1aafb0260858
cobie_mapping.component_name | DTP_Template | 2026-06-05 | Asset_Metadata | Component | Smoke Detector L20-001 | SMOKE-L20-001 |  | JSON/COBie/IFC | IfcSensor | 706ac21f-c409-43ec-adae-1aafb0260858 | assets[].cobie_mapping.component_name | 07_IFC_Metadata_EAV | 706ac21f-c409-43ec-adae-1aafb0260858
cobie_mapping.type_name | DTP_Template | 2026-06-05 | Asset_Metadata | Component | Smoke Detector L20-001 | SmokeDetector |  | JSON/COBie/IFC | IfcSensor | 706ac21f-c409-43ec-adae-1aafb0260858 | assets[].cobie_mapping.type_name | 07_IFC_Metadata_EAV | 706ac21f-c409-43ec-adae-1aafb0260858
cobie_mapping.system_name | DTP_Template | 2026-06-05 | Asset_Metadata | Component | Smoke Detector L20-001 | Fire Alarm |  | JSON/COBie/IFC | IfcSensor | 706ac21f-c409-43ec-adae-1aafb0260858 | assets[].cobie_mapping.system_name | 07_IFC_Metadata_EAV | 706ac21f-c409-43ec-adae-1aafb0260858
cobie_mapping.space_name | DTP_Template | 2026-06-05 | Asset_Metadata | Component | Smoke Detector L20-001 | SP-L20-OFFICE-A |  | JSON/COBie/IFC | IfcSensor | 706ac21f-c409-43ec-adae-1aafb0260858 | assets[].cobie_mapping.space_name | 07_IFC_Metadata_EAV | 706ac21f-c409-43ec-adae-1aafb0260858
manufacturer_data.manufacturer | DTP_Template | 2026-06-05 | LOI_Manufacturer | Component | Smoke Detector L20-001 | Generic Manufacturer |  | JSON/COBie/IFC | IfcSensor | 706ac21f-c409-43ec-adae-1aafb0260858 | assets[].manufacturer_data.manufacturer | 07_IFC_Metadata_EAV | 706ac21f-c409-43ec-adae-1aafb0260858
manufacturer_data.model | DTP_Template | 2026-06-05 | LOI_Manufacturer | Component | Smoke Detector L20-001 | Model-Placeholder |  | JSON/COBie/IFC | IfcSensor | 706ac21f-c409-43ec-adae-1aafb0260858 | assets[].manufacturer_data.model | 07_IFC_Metadata_EAV | 706ac21f-c409-43ec-adae-1aafb0260858
manufacturer_data.serial_number | DTP_Template | 2026-06-05 | LOI_Manufacturer | Component | Smoke Detector L20-001 | SN-SMOKE-L20-001 |  | JSON/COBie/IFC | IfcSensor | 706ac21f-c409-43ec-adae-1aafb0260858 | assets[].manufacturer_data.serial_number | 07_IFC_Metadata_EAV | 706ac21f-c409-43ec-adae-1aafb0260858
manufacturer_data.installation_date | DTP_Template | 2026-06-05 | LOI_Manufacturer | Component | Smoke Detector L20-001 | 2026-05-15 |  | JSON/COBie/IFC | IfcSensor | 706ac21f-c409-43ec-adae-1aafb0260858 | assets[].manufacturer_data.installation_date | 07_IFC_Metadata_EAV | 706ac21f-c409-43ec-adae-1aafb0260858
manufacturer_data.warranty_start_date | DTP_Template | 2026-06-05 | LOI_Manufacturer | Component | Smoke Detector L20-001 | 2026-06-01 |  | JSON/COBie/IFC | IfcSensor | 706ac21f-c409-43ec-adae-1aafb0260858 | assets[].manufacturer_data.warranty_start_date | 07_IFC_Metadata_EAV | 706ac21f-c409-43ec-adae-1aafb0260858
manufacturer_data.warranty_end_date | DTP_Template | 2026-06-05 | LOI_Manufacturer | Component | Smoke Detector L20-001 | 2028-06-01 |  | JSON/COBie/IFC | IfcSensor | 706ac21f-c409-43ec-adae-1aafb0260858 | assets[].manufacturer_data.warranty_end_date | 07_IFC_Metadata_EAV | 706ac21f-c409-43ec-adae-1aafb0260858
operation_data.maintainable | DTP_Template | 2026-06-05 | LOI_Operation_Maintenance | Component | Smoke Detector L20-001 | TRUE |  | JSON/COBie/IFC | IfcSensor | 706ac21f-c409-43ec-adae-1aafb0260858 | assets[].operation_data.maintainable | 07_IFC_Metadata_EAV | 706ac21f-c409-43ec-adae-1aafb0260858
operation_data.criticality | DTP_Template | 2026-06-05 | LOI_Operation_Maintenance | Component | Smoke Detector L20-001 | High |  | JSON/COBie/IFC | IfcSensor | 706ac21f-c409-43ec-adae-1aafb0260858 | assets[].operation_data.criticality | 07_IFC_Metadata_EAV | 706ac21f-c409-43ec-adae-1aafb0260858
operation_data.expected_life_years | DTP_Template | 2026-06-05 | LOI_Operation_Maintenance | Component | Smoke Detector L20-001 | 15 |  | JSON/COBie/IFC | IfcSensor | 706ac21f-c409-43ec-adae-1aafb0260858 | assets[].operation_data.expected_life_years | 07_IFC_Metadata_EAV | 706ac21f-c409-43ec-adae-1aafb0260858
operation_data.maintenance_strategy | DTP_Template | 2026-06-05 | LOI_Operation_Maintenance | Component | Smoke Detector L20-001 | preventive_and_condition_based |  | JSON/COBie/IFC | IfcSensor | 706ac21f-c409-43ec-adae-1aafb0260858 | assets[].operation_data.maintenance_strategy | 07_IFC_Metadata_EAV | 706ac21f-c409-43ec-adae-1aafb0260858
operation_data.cmms_asset_id | DTP_Template | 2026-06-05 | LOI_Operation_Maintenance | Component | Smoke Detector L20-001 | CMMS-SMOKE-L20-001 |  | JSON/COBie/IFC | IfcSensor | 706ac21f-c409-43ec-adae-1aafb0260858 | assets[].operation_data.cmms_asset_id | 07_IFC_Metadata_EAV | 706ac21f-c409-43ec-adae-1aafb0260858
operation_data.spare_part_group | DTP_Template | 2026-06-05 | LOI_Operation_Maintenance | Component | Smoke Detector L20-001 | SPARE-DETECTOR |  | JSON/COBie/IFC | IfcSensor | 706ac21f-c409-43ec-adae-1aafb0260858 | assets[].operation_data.spare_part_group | 07_IFC_Metadata_EAV | 706ac21f-c409-43ec-adae-1aafb0260858
operation_data.manual_url | DTP_Template | 2026-06-05 | LOI_Operation_Maintenance | Component | Smoke Detector L20-001 | https://example.com/om_manuals/SMOKE-L20-001.pdf |  | JSON/COBie/IFC | IfcSensor | 706ac21f-c409-43ec-adae-1aafb0260858 | assets[].operation_data.manual_url | 07_IFC_Metadata_EAV | 706ac21f-c409-43ec-adae-1aafb0260858
digital_twin.dt_entity_type | DTP_Template | 2026-06-05 | DTP_Metadata | Component | Smoke Detector L20-001 | asset |  | JSON/COBie/IFC | IfcSensor | 706ac21f-c409-43ec-adae-1aafb0260858 | assets[].digital_twin.dt_entity_type | 07_IFC_Metadata_EAV | 706ac21f-c409-43ec-adae-1aafb0260858
digital_twin.state_source | DTP_Template | 2026-06-05 | DTP_Metadata | Component | Smoke Detector L20-001 | BMS/IoT/CMMS |  | JSON/COBie/IFC | IfcSensor | 706ac21f-c409-43ec-adae-1aafb0260858 | assets[].digital_twin.state_source | 07_IFC_Metadata_EAV | 706ac21f-c409-43ec-adae-1aafb0260858
digital_twin.realtime_enabled | DTP_Template | 2026-06-05 | DTP_Metadata | Component | Smoke Detector L20-001 | TRUE |  | JSON/COBie/IFC | IfcSensor | 706ac21f-c409-43ec-adae-1aafb0260858 | assets[].digital_twin.realtime_enabled | 07_IFC_Metadata_EAV | 706ac21f-c409-43ec-adae-1aafb0260858
digital_twin.history_enabled | DTP_Template | 2026-06-05 | DTP_Metadata | Component | Smoke Detector L20-001 | TRUE |  | JSON/COBie/IFC | IfcSensor | 706ac21f-c409-43ec-adae-1aafb0260858 | assets[].digital_twin.history_enabled | 07_IFC_Metadata_EAV | 706ac21f-c409-43ec-adae-1aafb0260858
digital_twin.visual_selectable | DTP_Template | 2026-06-05 | DTP_Metadata | Component | Smoke Detector L20-001 | TRUE |  | JSON/COBie/IFC | IfcSensor | 706ac21f-c409-43ec-adae-1aafb0260858 | assets[].digital_twin.visual_selectable | 07_IFC_Metadata_EAV | 706ac21f-c409-43ec-adae-1aafb0260858
digital_twin.visual_highlight_layer | DTP_Template | 2026-06-05 | DTP_Metadata | Component | Smoke Detector L20-001 | LAYER-ASSET-FIRE-ALARM |  | JSON/COBie/IFC | IfcSensor | 706ac21f-c409-43ec-adae-1aafb0260858 | assets[].digital_twin.visual_highlight_layer | 07_IFC_Metadata_EAV | 706ac21f-c409-43ec-adae-1aafb0260858
tags[0] | DTP_Template | 2026-06-05 | Asset_Metadata | Component | Smoke Detector L20-001 | fire_alarm |  | JSON/COBie/IFC | IfcSensor | 706ac21f-c409-43ec-adae-1aafb0260858 | assets[].tags[0] | 07_IFC_Metadata_EAV | 706ac21f-c409-43ec-adae-1aafb0260858
tags[1] | DTP_Template | 2026-06-05 | Asset_Metadata | Component | Smoke Detector L20-001 | detector |  | JSON/COBie/IFC | IfcSensor | 706ac21f-c409-43ec-adae-1aafb0260858 | assets[].tags[1] | 07_IFC_Metadata_EAV | 706ac21f-c409-43ec-adae-1aafb0260858
tags[2] | DTP_Template | 2026-06-05 | Asset_Metadata | Component | Smoke Detector L20-001 | smokedetector |  | JSON/COBie/IFC | IfcSensor | 706ac21f-c409-43ec-adae-1aafb0260858 | assets[].tags[2] | 07_IFC_Metadata_EAV | 706ac21f-c409-43ec-adae-1aafb0260858
asset_id | DTP_Template | 2026-06-05 | Asset_Metadata | Component | Sprinkler Zone Valve L20-001 | SPRINKLER-L20-001 |  | JSON/COBie/IFC | IfcValve | 554ddc96-685e-4c19-b62a-1d3cf042a954 | assets[].asset_id | 07_IFC_Metadata_EAV | 554ddc96-685e-4c19-b62a-1d3cf042a954
asset_name | DTP_Template | 2026-06-05 | Asset_Metadata | Component | Sprinkler Zone Valve L20-001 | Sprinkler Zone Valve L20-001 |  | JSON/COBie/IFC | IfcValve | 554ddc96-685e-4c19-b62a-1d3cf042a954 | assets[].asset_name | 07_IFC_Metadata_EAV | 554ddc96-685e-4c19-b62a-1d3cf042a954
asset_status | DTP_Template | 2026-06-05 | Asset_Metadata | Component | Sprinkler Zone Valve L20-001 | in_service |  | JSON/COBie/IFC | IfcValve | 554ddc96-685e-4c19-b62a-1d3cf042a954 | assets[].asset_status | 07_IFC_Metadata_EAV | 554ddc96-685e-4c19-b62a-1d3cf042a954
system | DTP_Template | 2026-06-05 | Asset_Metadata | Component | Sprinkler Zone Valve L20-001 | Fire Fighting |  | JSON/COBie/IFC | IfcValve | 554ddc96-685e-4c19-b62a-1d3cf042a954 | assets[].system | 07_IFC_Metadata_EAV | 554ddc96-685e-4c19-b62a-1d3cf042a954
discipline | DTP_Template | 2026-06-05 | Asset_Metadata | Component | Sprinkler Zone Valve L20-001 | MEP |  | JSON/COBie/IFC | IfcValve | 554ddc96-685e-4c19-b62a-1d3cf042a954 | assets[].discipline | 07_IFC_Metadata_EAV | 554ddc96-685e-4c19-b62a-1d3cf042a954
category | DTP_Template | 2026-06-05 | Asset_Metadata | Component | Sprinkler Zone Valve L20-001 | Valve |  | JSON/COBie/IFC | IfcValve | 554ddc96-685e-4c19-b62a-1d3cf042a954 | assets[].category | 07_IFC_Metadata_EAV | 554ddc96-685e-4c19-b62a-1d3cf042a954
asset_type | DTP_Template | 2026-06-05 | Asset_Metadata | Component | Sprinkler Zone Valve L20-001 | SprinklerValve |  | JSON/COBie/IFC | IfcValve | 554ddc96-685e-4c19-b62a-1d3cf042a954 | assets[].asset_type | 07_IFC_Metadata_EAV | 554ddc96-685e-4c19-b62a-1d3cf042a954
classification.uniclass_code | DTP_Template | 2026-06-05 | LOI_Classification | Component | Sprinkler Zone Valve L20-001 | placeholder |  | JSON/COBie/IFC | IfcValve | 554ddc96-685e-4c19-b62a-1d3cf042a954 | assets[].classification.uniclass_code | 07_IFC_Metadata_EAV | 554ddc96-685e-4c19-b62a-1d3cf042a954
classification.omniclass_code | DTP_Template | 2026-06-05 | LOI_Classification | Component | Sprinkler Zone Valve L20-001 | placeholder |  | JSON/COBie/IFC | IfcValve | 554ddc96-685e-4c19-b62a-1d3cf042a954 | assets[].classification.omniclass_code | 07_IFC_Metadata_EAV | 554ddc96-685e-4c19-b62a-1d3cf042a954
classification.local_classification | DTP_Template | 2026-06-05 | LOI_Classification | Component | Sprinkler Zone Valve L20-001 | Fire Fighting/Valve/SprinklerValve |  | JSON/COBie/IFC | IfcValve | 554ddc96-685e-4c19-b62a-1d3cf042a954 | assets[].classification.local_classification | 07_IFC_Metadata_EAV | 554ddc96-685e-4c19-b62a-1d3cf042a954
location.facility_id | DTP_Template | 2026-06-05 | LOI_Location | Component | Sprinkler Zone Valve L20-001 | FAC-OFFICE-TOWER-A |  | JSON/COBie/IFC | IfcValve | 554ddc96-685e-4c19-b62a-1d3cf042a954 | assets[].location.facility_id | 07_IFC_Metadata_EAV | 554ddc96-685e-4c19-b62a-1d3cf042a954
location.floor_id | DTP_Template | 2026-06-05 | LOI_Location | Component | Sprinkler Zone Valve L20-001 | FL-L20 |  | JSON/COBie/IFC | IfcValve | 554ddc96-685e-4c19-b62a-1d3cf042a954 | assets[].location.floor_id | 07_IFC_Metadata_EAV | 554ddc96-685e-4c19-b62a-1d3cf042a954
location.space_id | DTP_Template | 2026-06-05 | LOI_Location | Component | Sprinkler Zone Valve L20-001 | SP-L20-OFFICE-A |  | JSON/COBie/IFC | IfcValve | 554ddc96-685e-4c19-b62a-1d3cf042a954 | assets[].location.space_id | 07_IFC_Metadata_EAV | 554ddc96-685e-4c19-b62a-1d3cf042a954
location.zone_id | DTP_Template | 2026-06-05 | LOI_Location | Component | Sprinkler Zone Valve L20-001 | ZONE-OFFICE-L20 |  | JSON/COBie/IFC | IfcValve | 554ddc96-685e-4c19-b62a-1d3cf042a954 | assets[].location.zone_id | 07_IFC_Metadata_EAV | 554ddc96-685e-4c19-b62a-1d3cf042a954
bim_mapping.ifc_guid | DTP_Template | 2026-06-05 | IFC_Core | Component | Sprinkler Zone Valve L20-001 | 554ddc96-685e-4c19-b62a-1d3cf042a954 |  | JSON/COBie/IFC | IfcValve | 554ddc96-685e-4c19-b62a-1d3cf042a954 | assets[].bim_mapping.ifc_guid | 07_IFC_Metadata_EAV | 554ddc96-685e-4c19-b62a-1d3cf042a954
bim_mapping.ifc_entity | DTP_Template | 2026-06-05 | IFC_Core | Component | Sprinkler Zone Valve L20-001 | IfcValve |  | JSON/COBie/IFC | IfcValve | 554ddc96-685e-4c19-b62a-1d3cf042a954 | assets[].bim_mapping.ifc_entity | 07_IFC_Metadata_EAV | 554ddc96-685e-4c19-b62a-1d3cf042a954
bim_mapping.ifc_name | DTP_Template | 2026-06-05 | IFC_Core | Component | Sprinkler Zone Valve L20-001 | Sprinkler Zone Valve L20-001 |  | JSON/COBie/IFC | IfcValve | 554ddc96-685e-4c19-b62a-1d3cf042a954 | assets[].bim_mapping.ifc_name | 07_IFC_Metadata_EAV | 554ddc96-685e-4c19-b62a-1d3cf042a954
bim_mapping.source_model_id | DTP_Template | 2026-06-05 | IFC_Core | Component | Sprinkler Zone Valve L20-001 | IFC-MEP-001 |  | JSON/COBie/IFC | IfcValve | 554ddc96-685e-4c19-b62a-1d3cf042a954 | assets[].bim_mapping.source_model_id | 07_IFC_Metadata_EAV | 554ddc96-685e-4c19-b62a-1d3cf042a954
bim_mapping.global_id_locked | DTP_Template | 2026-06-05 | IFC_Core | Component | Sprinkler Zone Valve L20-001 | TRUE |  | JSON/COBie/IFC | IfcValve | 554ddc96-685e-4c19-b62a-1d3cf042a954 | assets[].bim_mapping.global_id_locked | 07_IFC_Metadata_EAV | 554ddc96-685e-4c19-b62a-1d3cf042a954
cobie_mapping.component_name | DTP_Template | 2026-06-05 | Asset_Metadata | Component | Sprinkler Zone Valve L20-001 | SPRINKLER-L20-001 |  | JSON/COBie/IFC | IfcValve | 554ddc96-685e-4c19-b62a-1d3cf042a954 | assets[].cobie_mapping.component_name | 07_IFC_Metadata_EAV | 554ddc96-685e-4c19-b62a-1d3cf042a954
cobie_mapping.type_name | DTP_Template | 2026-06-05 | Asset_Metadata | Component | Sprinkler Zone Valve L20-001 | SprinklerValve |  | JSON/COBie/IFC | IfcValve | 554ddc96-685e-4c19-b62a-1d3cf042a954 | assets[].cobie_mapping.type_name | 07_IFC_Metadata_EAV | 554ddc96-685e-4c19-b62a-1d3cf042a954
cobie_mapping.system_name | DTP_Template | 2026-06-05 | Asset_Metadata | Component | Sprinkler Zone Valve L20-001 | Fire Fighting |  | JSON/COBie/IFC | IfcValve | 554ddc96-685e-4c19-b62a-1d3cf042a954 | assets[].cobie_mapping.system_name | 07_IFC_Metadata_EAV | 554ddc96-685e-4c19-b62a-1d3cf042a954
cobie_mapping.space_name | DTP_Template | 2026-06-05 | Asset_Metadata | Component | Sprinkler Zone Valve L20-001 | SP-L20-OFFICE-A |  | JSON/COBie/IFC | IfcValve | 554ddc96-685e-4c19-b62a-1d3cf042a954 | assets[].cobie_mapping.space_name | 07_IFC_Metadata_EAV | 554ddc96-685e-4c19-b62a-1d3cf042a954
manufacturer_data.manufacturer | DTP_Template | 2026-06-05 | LOI_Manufacturer | Component | Sprinkler Zone Valve L20-001 | Generic Manufacturer |  | JSON/COBie/IFC | IfcValve | 554ddc96-685e-4c19-b62a-1d3cf042a954 | assets[].manufacturer_data.manufacturer | 07_IFC_Metadata_EAV | 554ddc96-685e-4c19-b62a-1d3cf042a954
manufacturer_data.model | DTP_Template | 2026-06-05 | LOI_Manufacturer | Component | Sprinkler Zone Valve L20-001 | Model-Placeholder |  | JSON/COBie/IFC | IfcValve | 554ddc96-685e-4c19-b62a-1d3cf042a954 | assets[].manufacturer_data.model | 07_IFC_Metadata_EAV | 554ddc96-685e-4c19-b62a-1d3cf042a954
manufacturer_data.serial_number | DTP_Template | 2026-06-05 | LOI_Manufacturer | Component | Sprinkler Zone Valve L20-001 | SN-SPRINKLER-L20-001 |  | JSON/COBie/IFC | IfcValve | 554ddc96-685e-4c19-b62a-1d3cf042a954 | assets[].manufacturer_data.serial_number | 07_IFC_Metadata_EAV | 554ddc96-685e-4c19-b62a-1d3cf042a954
manufacturer_data.installation_date | DTP_Template | 2026-06-05 | LOI_Manufacturer | Component | Sprinkler Zone Valve L20-001 | 2026-05-15 |  | JSON/COBie/IFC | IfcValve | 554ddc96-685e-4c19-b62a-1d3cf042a954 | assets[].manufacturer_data.installation_date | 07_IFC_Metadata_EAV | 554ddc96-685e-4c19-b62a-1d3cf042a954
manufacturer_data.warranty_start_date | DTP_Template | 2026-06-05 | LOI_Manufacturer | Component | Sprinkler Zone Valve L20-001 | 2026-06-01 |  | JSON/COBie/IFC | IfcValve | 554ddc96-685e-4c19-b62a-1d3cf042a954 | assets[].manufacturer_data.warranty_start_date | 07_IFC_Metadata_EAV | 554ddc96-685e-4c19-b62a-1d3cf042a954
manufacturer_data.warranty_end_date | DTP_Template | 2026-06-05 | LOI_Manufacturer | Component | Sprinkler Zone Valve L20-001 | 2028-06-01 |  | JSON/COBie/IFC | IfcValve | 554ddc96-685e-4c19-b62a-1d3cf042a954 | assets[].manufacturer_data.warranty_end_date | 07_IFC_Metadata_EAV | 554ddc96-685e-4c19-b62a-1d3cf042a954
operation_data.maintainable | DTP_Template | 2026-06-05 | LOI_Operation_Maintenance | Component | Sprinkler Zone Valve L20-001 | TRUE |  | JSON/COBie/IFC | IfcValve | 554ddc96-685e-4c19-b62a-1d3cf042a954 | assets[].operation_data.maintainable | 07_IFC_Metadata_EAV | 554ddc96-685e-4c19-b62a-1d3cf042a954
operation_data.criticality | DTP_Template | 2026-06-05 | LOI_Operation_Maintenance | Component | Sprinkler Zone Valve L20-001 | High |  | JSON/COBie/IFC | IfcValve | 554ddc96-685e-4c19-b62a-1d3cf042a954 | assets[].operation_data.criticality | 07_IFC_Metadata_EAV | 554ddc96-685e-4c19-b62a-1d3cf042a954
operation_data.expected_life_years | DTP_Template | 2026-06-05 | LOI_Operation_Maintenance | Component | Sprinkler Zone Valve L20-001 | 15 |  | JSON/COBie/IFC | IfcValve | 554ddc96-685e-4c19-b62a-1d3cf042a954 | assets[].operation_data.expected_life_years | 07_IFC_Metadata_EAV | 554ddc96-685e-4c19-b62a-1d3cf042a954
operation_data.maintenance_strategy | DTP_Template | 2026-06-05 | LOI_Operation_Maintenance | Component | Sprinkler Zone Valve L20-001 | preventive_and_condition_based |  | JSON/COBie/IFC | IfcValve | 554ddc96-685e-4c19-b62a-1d3cf042a954 | assets[].operation_data.maintenance_strategy | 07_IFC_Metadata_EAV | 554ddc96-685e-4c19-b62a-1d3cf042a954
operation_data.cmms_asset_id | DTP_Template | 2026-06-05 | LOI_Operation_Maintenance | Component | Sprinkler Zone Valve L20-001 | CMMS-SPRINKLER-L20-001 |  | JSON/COBie/IFC | IfcValve | 554ddc96-685e-4c19-b62a-1d3cf042a954 | assets[].operation_data.cmms_asset_id | 07_IFC_Metadata_EAV | 554ddc96-685e-4c19-b62a-1d3cf042a954
operation_data.spare_part_group | DTP_Template | 2026-06-05 | LOI_Operation_Maintenance | Component | Sprinkler Zone Valve L20-001 | SPARE-VALVE |  | JSON/COBie/IFC | IfcValve | 554ddc96-685e-4c19-b62a-1d3cf042a954 | assets[].operation_data.spare_part_group | 07_IFC_Metadata_EAV | 554ddc96-685e-4c19-b62a-1d3cf042a954
operation_data.manual_url | DTP_Template | 2026-06-05 | LOI_Operation_Maintenance | Component | Sprinkler Zone Valve L20-001 | https://example.com/om_manuals/SPRINKLER-L20-001.pdf |  | JSON/COBie/IFC | IfcValve | 554ddc96-685e-4c19-b62a-1d3cf042a954 | assets[].operation_data.manual_url | 07_IFC_Metadata_EAV | 554ddc96-685e-4c19-b62a-1d3cf042a954
digital_twin.dt_entity_type | DTP_Template | 2026-06-05 | DTP_Metadata | Component | Sprinkler Zone Valve L20-001 | asset |  | JSON/COBie/IFC | IfcValve | 554ddc96-685e-4c19-b62a-1d3cf042a954 | assets[].digital_twin.dt_entity_type | 07_IFC_Metadata_EAV | 554ddc96-685e-4c19-b62a-1d3cf042a954
digital_twin.state_source | DTP_Template | 2026-06-05 | DTP_Metadata | Component | Sprinkler Zone Valve L20-001 | BMS/IoT/CMMS |  | JSON/COBie/IFC | IfcValve | 554ddc96-685e-4c19-b62a-1d3cf042a954 | assets[].digital_twin.state_source | 07_IFC_Metadata_EAV | 554ddc96-685e-4c19-b62a-1d3cf042a954
digital_twin.realtime_enabled | DTP_Template | 2026-06-05 | DTP_Metadata | Component | Sprinkler Zone Valve L20-001 | TRUE |  | JSON/COBie/IFC | IfcValve | 554ddc96-685e-4c19-b62a-1d3cf042a954 | assets[].digital_twin.realtime_enabled | 07_IFC_Metadata_EAV | 554ddc96-685e-4c19-b62a-1d3cf042a954
digital_twin.history_enabled | DTP_Template | 2026-06-05 | DTP_Metadata | Component | Sprinkler Zone Valve L20-001 | TRUE |  | JSON/COBie/IFC | IfcValve | 554ddc96-685e-4c19-b62a-1d3cf042a954 | assets[].digital_twin.history_enabled | 07_IFC_Metadata_EAV | 554ddc96-685e-4c19-b62a-1d3cf042a954
digital_twin.visual_selectable | DTP_Template | 2026-06-05 | DTP_Metadata | Component | Sprinkler Zone Valve L20-001 | TRUE |  | JSON/COBie/IFC | IfcValve | 554ddc96-685e-4c19-b62a-1d3cf042a954 | assets[].digital_twin.visual_selectable | 07_IFC_Metadata_EAV | 554ddc96-685e-4c19-b62a-1d3cf042a954
digital_twin.visual_highlight_layer | DTP_Template | 2026-06-05 | DTP_Metadata | Component | Sprinkler Zone Valve L20-001 | LAYER-ASSET-FIRE-FIGHTING |  | JSON/COBie/IFC | IfcValve | 554ddc96-685e-4c19-b62a-1d3cf042a954 | assets[].digital_twin.visual_highlight_layer | 07_IFC_Metadata_EAV | 554ddc96-685e-4c19-b62a-1d3cf042a954
tags[0] | DTP_Template | 2026-06-05 | Asset_Metadata | Component | Sprinkler Zone Valve L20-001 | fire_fighting |  | JSON/COBie/IFC | IfcValve | 554ddc96-685e-4c19-b62a-1d3cf042a954 | assets[].tags[0] | 07_IFC_Metadata_EAV | 554ddc96-685e-4c19-b62a-1d3cf042a954
tags[1] | DTP_Template | 2026-06-05 | Asset_Metadata | Component | Sprinkler Zone Valve L20-001 | valve |  | JSON/COBie/IFC | IfcValve | 554ddc96-685e-4c19-b62a-1d3cf042a954 | assets[].tags[1] | 07_IFC_Metadata_EAV | 554ddc96-685e-4c19-b62a-1d3cf042a954
tags[2] | DTP_Template | 2026-06-05 | Asset_Metadata | Component | Sprinkler Zone Valve L20-001 | sprinklervalve |  | JSON/COBie/IFC | IfcValve | 554ddc96-685e-4c19-b62a-1d3cf042a954 | assets[].tags[2] | 07_IFC_Metadata_EAV | 554ddc96-685e-4c19-b62a-1d3cf042a954
asset_id | DTP_Template | 2026-06-05 | Asset_Metadata | Component | Domestic Water Pump 01 | DOM-PUMP-001 |  | JSON/COBie/IFC | IfcFlowMovingDevice | 968428ad-028c-4999-9f22-0280fe6ec3bf | assets[].asset_id | 07_IFC_Metadata_EAV | 968428ad-028c-4999-9f22-0280fe6ec3bf
asset_name | DTP_Template | 2026-06-05 | Asset_Metadata | Component | Domestic Water Pump 01 | Domestic Water Pump 01 |  | JSON/COBie/IFC | IfcFlowMovingDevice | 968428ad-028c-4999-9f22-0280fe6ec3bf | assets[].asset_name | 07_IFC_Metadata_EAV | 968428ad-028c-4999-9f22-0280fe6ec3bf
asset_status | DTP_Template | 2026-06-05 | Asset_Metadata | Component | Domestic Water Pump 01 | in_service |  | JSON/COBie/IFC | IfcFlowMovingDevice | 968428ad-028c-4999-9f22-0280fe6ec3bf | assets[].asset_status | 07_IFC_Metadata_EAV | 968428ad-028c-4999-9f22-0280fe6ec3bf
system | DTP_Template | 2026-06-05 | Asset_Metadata | Component | Domestic Water Pump 01 | Plumbing |  | JSON/COBie/IFC | IfcFlowMovingDevice | 968428ad-028c-4999-9f22-0280fe6ec3bf | assets[].system | 07_IFC_Metadata_EAV | 968428ad-028c-4999-9f22-0280fe6ec3bf
discipline | DTP_Template | 2026-06-05 | Asset_Metadata | Component | Domestic Water Pump 01 | MEP |  | JSON/COBie/IFC | IfcFlowMovingDevice | 968428ad-028c-4999-9f22-0280fe6ec3bf | assets[].discipline | 07_IFC_Metadata_EAV | 968428ad-028c-4999-9f22-0280fe6ec3bf
category | DTP_Template | 2026-06-05 | Asset_Metadata | Component | Domestic Water Pump 01 | Pump |  | JSON/COBie/IFC | IfcFlowMovingDevice | 968428ad-028c-4999-9f22-0280fe6ec3bf | assets[].category | 07_IFC_Metadata_EAV | 968428ad-028c-4999-9f22-0280fe6ec3bf
asset_type | DTP_Template | 2026-06-05 | Asset_Metadata | Component | Domestic Water Pump 01 | DomesticWaterPump |  | JSON/COBie/IFC | IfcFlowMovingDevice | 968428ad-028c-4999-9f22-0280fe6ec3bf | assets[].asset_type | 07_IFC_Metadata_EAV | 968428ad-028c-4999-9f22-0280fe6ec3bf
classification.uniclass_code | DTP_Template | 2026-06-05 | LOI_Classification | Component | Domestic Water Pump 01 | placeholder |  | JSON/COBie/IFC | IfcFlowMovingDevice | 968428ad-028c-4999-9f22-0280fe6ec3bf | assets[].classification.uniclass_code | 07_IFC_Metadata_EAV | 968428ad-028c-4999-9f22-0280fe6ec3bf
classification.omniclass_code | DTP_Template | 2026-06-05 | LOI_Classification | Component | Domestic Water Pump 01 | placeholder |  | JSON/COBie/IFC | IfcFlowMovingDevice | 968428ad-028c-4999-9f22-0280fe6ec3bf | assets[].classification.omniclass_code | 07_IFC_Metadata_EAV | 968428ad-028c-4999-9f22-0280fe6ec3bf
classification.local_classification | DTP_Template | 2026-06-05 | LOI_Classification | Component | Domestic Water Pump 01 | Plumbing/Pump/DomesticWaterPump |  | JSON/COBie/IFC | IfcFlowMovingDevice | 968428ad-028c-4999-9f22-0280fe6ec3bf | assets[].classification.local_classification | 07_IFC_Metadata_EAV | 968428ad-028c-4999-9f22-0280fe6ec3bf
location.facility_id | DTP_Template | 2026-06-05 | LOI_Location | Component | Domestic Water Pump 01 | FAC-OFFICE-TOWER-A |  | JSON/COBie/IFC | IfcFlowMovingDevice | 968428ad-028c-4999-9f22-0280fe6ec3bf | assets[].location.facility_id | 07_IFC_Metadata_EAV | 968428ad-028c-4999-9f22-0280fe6ec3bf
location.floor_id | DTP_Template | 2026-06-05 | LOI_Location | Component | Domestic Water Pump 01 | FL-B2 |  | JSON/COBie/IFC | IfcFlowMovingDevice | 968428ad-028c-4999-9f22-0280fe6ec3bf | assets[].location.floor_id | 07_IFC_Metadata_EAV | 968428ad-028c-4999-9f22-0280fe6ec3bf
location.space_id | DTP_Template | 2026-06-05 | LOI_Location | Component | Domestic Water Pump 01 | SP-B2-WATER-TANK |  | JSON/COBie/IFC | IfcFlowMovingDevice | 968428ad-028c-4999-9f22-0280fe6ec3bf | assets[].location.space_id | 07_IFC_Metadata_EAV | 968428ad-028c-4999-9f22-0280fe6ec3bf
location.zone_id | DTP_Template | 2026-06-05 | LOI_Location | Component | Domestic Water Pump 01 | ZONE-FIRE-B1 |  | JSON/COBie/IFC | IfcFlowMovingDevice | 968428ad-028c-4999-9f22-0280fe6ec3bf | assets[].location.zone_id | 07_IFC_Metadata_EAV | 968428ad-028c-4999-9f22-0280fe6ec3bf
bim_mapping.ifc_guid | DTP_Template | 2026-06-05 | IFC_Core | Component | Domestic Water Pump 01 | 968428ad-028c-4999-9f22-0280fe6ec3bf |  | JSON/COBie/IFC | IfcFlowMovingDevice | 968428ad-028c-4999-9f22-0280fe6ec3bf | assets[].bim_mapping.ifc_guid | 07_IFC_Metadata_EAV | 968428ad-028c-4999-9f22-0280fe6ec3bf
bim_mapping.ifc_entity | DTP_Template | 2026-06-05 | IFC_Core | Component | Domestic Water Pump 01 | IfcFlowMovingDevice |  | JSON/COBie/IFC | IfcFlowMovingDevice | 968428ad-028c-4999-9f22-0280fe6ec3bf | assets[].bim_mapping.ifc_entity | 07_IFC_Metadata_EAV | 968428ad-028c-4999-9f22-0280fe6ec3bf
bim_mapping.ifc_name | DTP_Template | 2026-06-05 | IFC_Core | Component | Domestic Water Pump 01 | Domestic Water Pump 01 |  | JSON/COBie/IFC | IfcFlowMovingDevice | 968428ad-028c-4999-9f22-0280fe6ec3bf | assets[].bim_mapping.ifc_name | 07_IFC_Metadata_EAV | 968428ad-028c-4999-9f22-0280fe6ec3bf
bim_mapping.source_model_id | DTP_Template | 2026-06-05 | IFC_Core | Component | Domestic Water Pump 01 | IFC-MEP-001 |  | JSON/COBie/IFC | IfcFlowMovingDevice | 968428ad-028c-4999-9f22-0280fe6ec3bf | assets[].bim_mapping.source_model_id | 07_IFC_Metadata_EAV | 968428ad-028c-4999-9f22-0280fe6ec3bf
bim_mapping.global_id_locked | DTP_Template | 2026-06-05 | IFC_Core | Component | Domestic Water Pump 01 | TRUE |  | JSON/COBie/IFC | IfcFlowMovingDevice | 968428ad-028c-4999-9f22-0280fe6ec3bf | assets[].bim_mapping.global_id_locked | 07_IFC_Metadata_EAV | 968428ad-028c-4999-9f22-0280fe6ec3bf
cobie_mapping.component_name | DTP_Template | 2026-06-05 | Asset_Metadata | Component | Domestic Water Pump 01 | DOM-PUMP-001 |  | JSON/COBie/IFC | IfcFlowMovingDevice | 968428ad-028c-4999-9f22-0280fe6ec3bf | assets[].cobie_mapping.component_name | 07_IFC_Metadata_EAV | 968428ad-028c-4999-9f22-0280fe6ec3bf
cobie_mapping.type_name | DTP_Template | 2026-06-05 | Asset_Metadata | Component | Domestic Water Pump 01 | DomesticWaterPump |  | JSON/COBie/IFC | IfcFlowMovingDevice | 968428ad-028c-4999-9f22-0280fe6ec3bf | assets[].cobie_mapping.type_name | 07_IFC_Metadata_EAV | 968428ad-028c-4999-9f22-0280fe6ec3bf
cobie_mapping.system_name | DTP_Template | 2026-06-05 | Asset_Metadata | Component | Domestic Water Pump 01 | Plumbing |  | JSON/COBie/IFC | IfcFlowMovingDevice | 968428ad-028c-4999-9f22-0280fe6ec3bf | assets[].cobie_mapping.system_name | 07_IFC_Metadata_EAV | 968428ad-028c-4999-9f22-0280fe6ec3bf
cobie_mapping.space_name | DTP_Template | 2026-06-05 | Asset_Metadata | Component | Domestic Water Pump 01 | SP-B2-WATER-TANK |  | JSON/COBie/IFC | IfcFlowMovingDevice | 968428ad-028c-4999-9f22-0280fe6ec3bf | assets[].cobie_mapping.space_name | 07_IFC_Metadata_EAV | 968428ad-028c-4999-9f22-0280fe6ec3bf
manufacturer_data.manufacturer | DTP_Template | 2026-06-05 | LOI_Manufacturer | Component | Domestic Water Pump 01 | Generic Manufacturer |  | JSON/COBie/IFC | IfcFlowMovingDevice | 968428ad-028c-4999-9f22-0280fe6ec3bf | assets[].manufacturer_data.manufacturer | 07_IFC_Metadata_EAV | 968428ad-028c-4999-9f22-0280fe6ec3bf
manufacturer_data.model | DTP_Template | 2026-06-05 | LOI_Manufacturer | Component | Domestic Water Pump 01 | Model-Placeholder |  | JSON/COBie/IFC | IfcFlowMovingDevice | 968428ad-028c-4999-9f22-0280fe6ec3bf | assets[].manufacturer_data.model | 07_IFC_Metadata_EAV | 968428ad-028c-4999-9f22-0280fe6ec3bf
manufacturer_data.serial_number | DTP_Template | 2026-06-05 | LOI_Manufacturer | Component | Domestic Water Pump 01 | SN-DOM-PUMP-001 |  | JSON/COBie/IFC | IfcFlowMovingDevice | 968428ad-028c-4999-9f22-0280fe6ec3bf | assets[].manufacturer_data.serial_number | 07_IFC_Metadata_EAV | 968428ad-028c-4999-9f22-0280fe6ec3bf
manufacturer_data.installation_date | DTP_Template | 2026-06-05 | LOI_Manufacturer | Component | Domestic Water Pump 01 | 2026-05-15 |  | JSON/COBie/IFC | IfcFlowMovingDevice | 968428ad-028c-4999-9f22-0280fe6ec3bf | assets[].manufacturer_data.installation_date | 07_IFC_Metadata_EAV | 968428ad-028c-4999-9f22-0280fe6ec3bf
manufacturer_data.warranty_start_date | DTP_Template | 2026-06-05 | LOI_Manufacturer | Component | Domestic Water Pump 01 | 2026-06-01 |  | JSON/COBie/IFC | IfcFlowMovingDevice | 968428ad-028c-4999-9f22-0280fe6ec3bf | assets[].manufacturer_data.warranty_start_date | 07_IFC_Metadata_EAV | 968428ad-028c-4999-9f22-0280fe6ec3bf
manufacturer_data.warranty_end_date | DTP_Template | 2026-06-05 | LOI_Manufacturer | Component | Domestic Water Pump 01 | 2028-06-01 |  | JSON/COBie/IFC | IfcFlowMovingDevice | 968428ad-028c-4999-9f22-0280fe6ec3bf | assets[].manufacturer_data.warranty_end_date | 07_IFC_Metadata_EAV | 968428ad-028c-4999-9f22-0280fe6ec3bf
operation_data.maintainable | DTP_Template | 2026-06-05 | LOI_Operation_Maintenance | Component | Domestic Water Pump 01 | TRUE |  | JSON/COBie/IFC | IfcFlowMovingDevice | 968428ad-028c-4999-9f22-0280fe6ec3bf | assets[].operation_data.maintainable | 07_IFC_Metadata_EAV | 968428ad-028c-4999-9f22-0280fe6ec3bf
operation_data.criticality | DTP_Template | 2026-06-05 | LOI_Operation_Maintenance | Component | Domestic Water Pump 01 | Medium |  | JSON/COBie/IFC | IfcFlowMovingDevice | 968428ad-028c-4999-9f22-0280fe6ec3bf | assets[].operation_data.criticality | 07_IFC_Metadata_EAV | 968428ad-028c-4999-9f22-0280fe6ec3bf
operation_data.expected_life_years | DTP_Template | 2026-06-05 | LOI_Operation_Maintenance | Component | Domestic Water Pump 01 | 15 |  | JSON/COBie/IFC | IfcFlowMovingDevice | 968428ad-028c-4999-9f22-0280fe6ec3bf | assets[].operation_data.expected_life_years | 07_IFC_Metadata_EAV | 968428ad-028c-4999-9f22-0280fe6ec3bf
operation_data.maintenance_strategy | DTP_Template | 2026-06-05 | LOI_Operation_Maintenance | Component | Domestic Water Pump 01 | preventive_and_condition_based |  | JSON/COBie/IFC | IfcFlowMovingDevice | 968428ad-028c-4999-9f22-0280fe6ec3bf | assets[].operation_data.maintenance_strategy | 07_IFC_Metadata_EAV | 968428ad-028c-4999-9f22-0280fe6ec3bf
operation_data.cmms_asset_id | DTP_Template | 2026-06-05 | LOI_Operation_Maintenance | Component | Domestic Water Pump 01 | CMMS-DOM-PUMP-001 |  | JSON/COBie/IFC | IfcFlowMovingDevice | 968428ad-028c-4999-9f22-0280fe6ec3bf | assets[].operation_data.cmms_asset_id | 07_IFC_Metadata_EAV | 968428ad-028c-4999-9f22-0280fe6ec3bf
operation_data.spare_part_group | DTP_Template | 2026-06-05 | LOI_Operation_Maintenance | Component | Domestic Water Pump 01 | SPARE-PUMP |  | JSON/COBie/IFC | IfcFlowMovingDevice | 968428ad-028c-4999-9f22-0280fe6ec3bf | assets[].operation_data.spare_part_group | 07_IFC_Metadata_EAV | 968428ad-028c-4999-9f22-0280fe6ec3bf
operation_data.manual_url | DTP_Template | 2026-06-05 | LOI_Operation_Maintenance | Component | Domestic Water Pump 01 | https://example.com/om_manuals/DOM-PUMP-001.pdf |  | JSON/COBie/IFC | IfcFlowMovingDevice | 968428ad-028c-4999-9f22-0280fe6ec3bf | assets[].operation_data.manual_url | 07_IFC_Metadata_EAV | 968428ad-028c-4999-9f22-0280fe6ec3bf
digital_twin.dt_entity_type | DTP_Template | 2026-06-05 | DTP_Metadata | Component | Domestic Water Pump 01 | asset |  | JSON/COBie/IFC | IfcFlowMovingDevice | 968428ad-028c-4999-9f22-0280fe6ec3bf | assets[].digital_twin.dt_entity_type | 07_IFC_Metadata_EAV | 968428ad-028c-4999-9f22-0280fe6ec3bf
digital_twin.state_source | DTP_Template | 2026-06-05 | DTP_Metadata | Component | Domestic Water Pump 01 | BMS/IoT/CMMS |  | JSON/COBie/IFC | IfcFlowMovingDevice | 968428ad-028c-4999-9f22-0280fe6ec3bf | assets[].digital_twin.state_source | 07_IFC_Metadata_EAV | 968428ad-028c-4999-9f22-0280fe6ec3bf
digital_twin.realtime_enabled | DTP_Template | 2026-06-05 | DTP_Metadata | Component | Domestic Water Pump 01 | TRUE |  | JSON/COBie/IFC | IfcFlowMovingDevice | 968428ad-028c-4999-9f22-0280fe6ec3bf | assets[].digital_twin.realtime_enabled | 07_IFC_Metadata_EAV | 968428ad-028c-4999-9f22-0280fe6ec3bf
digital_twin.history_enabled | DTP_Template | 2026-06-05 | DTP_Metadata | Component | Domestic Water Pump 01 | TRUE |  | JSON/COBie/IFC | IfcFlowMovingDevice | 968428ad-028c-4999-9f22-0280fe6ec3bf | assets[].digital_twin.history_enabled | 07_IFC_Metadata_EAV | 968428ad-028c-4999-9f22-0280fe6ec3bf
digital_twin.visual_selectable | DTP_Template | 2026-06-05 | DTP_Metadata | Component | Domestic Water Pump 01 | TRUE |  | JSON/COBie/IFC | IfcFlowMovingDevice | 968428ad-028c-4999-9f22-0280fe6ec3bf | assets[].digital_twin.visual_selectable | 07_IFC_Metadata_EAV | 968428ad-028c-4999-9f22-0280fe6ec3bf
digital_twin.visual_highlight_layer | DTP_Template | 2026-06-05 | DTP_Metadata | Component | Domestic Water Pump 01 | LAYER-ASSET-PLUMBING |  | JSON/COBie/IFC | IfcFlowMovingDevice | 968428ad-028c-4999-9f22-0280fe6ec3bf | assets[].digital_twin.visual_highlight_layer | 07_IFC_Metadata_EAV | 968428ad-028c-4999-9f22-0280fe6ec3bf
tags[0] | DTP_Template | 2026-06-05 | Asset_Metadata | Component | Domestic Water Pump 01 | plumbing |  | JSON/COBie/IFC | IfcFlowMovingDevice | 968428ad-028c-4999-9f22-0280fe6ec3bf | assets[].tags[0] | 07_IFC_Metadata_EAV | 968428ad-028c-4999-9f22-0280fe6ec3bf
tags[1] | DTP_Template | 2026-06-05 | Asset_Metadata | Component | Domestic Water Pump 01 | pump |  | JSON/COBie/IFC | IfcFlowMovingDevice | 968428ad-028c-4999-9f22-0280fe6ec3bf | assets[].tags[1] | 07_IFC_Metadata_EAV | 968428ad-028c-4999-9f22-0280fe6ec3bf
tags[2] | DTP_Template | 2026-06-05 | Asset_Metadata | Component | Domestic Water Pump 01 | domesticwaterpump |  | JSON/COBie/IFC | IfcFlowMovingDevice | 968428ad-028c-4999-9f22-0280fe6ec3bf | assets[].tags[2] | 07_IFC_Metadata_EAV | 968428ad-028c-4999-9f22-0280fe6ec3bf
asset_id | DTP_Template | 2026-06-05 | Asset_Metadata | Component | Sump Pump B2-001 | SUMP-PUMP-B2-001 |  | JSON/COBie/IFC | IfcFlowMovingDevice | b43e559e-ee99-49c2-8a8a-d6786b3bf5c9 | assets[].asset_id | 07_IFC_Metadata_EAV | b43e559e-ee99-49c2-8a8a-d6786b3bf5c9
asset_name | DTP_Template | 2026-06-05 | Asset_Metadata | Component | Sump Pump B2-001 | Sump Pump B2-001 |  | JSON/COBie/IFC | IfcFlowMovingDevice | b43e559e-ee99-49c2-8a8a-d6786b3bf5c9 | assets[].asset_name | 07_IFC_Metadata_EAV | b43e559e-ee99-49c2-8a8a-d6786b3bf5c9
asset_status | DTP_Template | 2026-06-05 | Asset_Metadata | Component | Sump Pump B2-001 | in_service |  | JSON/COBie/IFC | IfcFlowMovingDevice | b43e559e-ee99-49c2-8a8a-d6786b3bf5c9 | assets[].asset_status | 07_IFC_Metadata_EAV | b43e559e-ee99-49c2-8a8a-d6786b3bf5c9
system | DTP_Template | 2026-06-05 | Asset_Metadata | Component | Sump Pump B2-001 | Drainage |  | JSON/COBie/IFC | IfcFlowMovingDevice | b43e559e-ee99-49c2-8a8a-d6786b3bf5c9 | assets[].system | 07_IFC_Metadata_EAV | b43e559e-ee99-49c2-8a8a-d6786b3bf5c9
discipline | DTP_Template | 2026-06-05 | Asset_Metadata | Component | Sump Pump B2-001 | MEP |  | JSON/COBie/IFC | IfcFlowMovingDevice | b43e559e-ee99-49c2-8a8a-d6786b3bf5c9 | assets[].discipline | 07_IFC_Metadata_EAV | b43e559e-ee99-49c2-8a8a-d6786b3bf5c9
category | DTP_Template | 2026-06-05 | Asset_Metadata | Component | Sump Pump B2-001 | Pump |  | JSON/COBie/IFC | IfcFlowMovingDevice | b43e559e-ee99-49c2-8a8a-d6786b3bf5c9 | assets[].category | 07_IFC_Metadata_EAV | b43e559e-ee99-49c2-8a8a-d6786b3bf5c9
asset_type | DTP_Template | 2026-06-05 | Asset_Metadata | Component | Sump Pump B2-001 | SumpPump |  | JSON/COBie/IFC | IfcFlowMovingDevice | b43e559e-ee99-49c2-8a8a-d6786b3bf5c9 | assets[].asset_type | 07_IFC_Metadata_EAV | b43e559e-ee99-49c2-8a8a-d6786b3bf5c9
classification.uniclass_code | DTP_Template | 2026-06-05 | LOI_Classification | Component | Sump Pump B2-001 | placeholder |  | JSON/COBie/IFC | IfcFlowMovingDevice | b43e559e-ee99-49c2-8a8a-d6786b3bf5c9 | assets[].classification.uniclass_code | 07_IFC_Metadata_EAV | b43e559e-ee99-49c2-8a8a-d6786b3bf5c9
classification.omniclass_code | DTP_Template | 2026-06-05 | LOI_Classification | Component | Sump Pump B2-001 | placeholder |  | JSON/COBie/IFC | IfcFlowMovingDevice | b43e559e-ee99-49c2-8a8a-d6786b3bf5c9 | assets[].classification.omniclass_code | 07_IFC_Metadata_EAV | b43e559e-ee99-49c2-8a8a-d6786b3bf5c9
classification.local_classification | DTP_Template | 2026-06-05 | LOI_Classification | Component | Sump Pump B2-001 | Drainage/Pump/SumpPump |  | JSON/COBie/IFC | IfcFlowMovingDevice | b43e559e-ee99-49c2-8a8a-d6786b3bf5c9 | assets[].classification.local_classification | 07_IFC_Metadata_EAV | b43e559e-ee99-49c2-8a8a-d6786b3bf5c9
location.facility_id | DTP_Template | 2026-06-05 | LOI_Location | Component | Sump Pump B2-001 | FAC-OFFICE-TOWER-A |  | JSON/COBie/IFC | IfcFlowMovingDevice | b43e559e-ee99-49c2-8a8a-d6786b3bf5c9 | assets[].location.facility_id | 07_IFC_Metadata_EAV | b43e559e-ee99-49c2-8a8a-d6786b3bf5c9
location.floor_id | DTP_Template | 2026-06-05 | LOI_Location | Component | Sump Pump B2-001 | FL-B2 |  | JSON/COBie/IFC | IfcFlowMovingDevice | b43e559e-ee99-49c2-8a8a-d6786b3bf5c9 | assets[].location.floor_id | 07_IFC_Metadata_EAV | b43e559e-ee99-49c2-8a8a-d6786b3bf5c9
location.space_id | DTP_Template | 2026-06-05 | LOI_Location | Component | Sump Pump B2-001 | SP-B2-WATER-TANK |  | JSON/COBie/IFC | IfcFlowMovingDevice | b43e559e-ee99-49c2-8a8a-d6786b3bf5c9 | assets[].location.space_id | 07_IFC_Metadata_EAV | b43e559e-ee99-49c2-8a8a-d6786b3bf5c9
location.zone_id | DTP_Template | 2026-06-05 | LOI_Location | Component | Sump Pump B2-001 | ZONE-FIRE-B1 |  | JSON/COBie/IFC | IfcFlowMovingDevice | b43e559e-ee99-49c2-8a8a-d6786b3bf5c9 | assets[].location.zone_id | 07_IFC_Metadata_EAV | b43e559e-ee99-49c2-8a8a-d6786b3bf5c9
bim_mapping.ifc_guid | DTP_Template | 2026-06-05 | IFC_Core | Component | Sump Pump B2-001 | b43e559e-ee99-49c2-8a8a-d6786b3bf5c9 |  | JSON/COBie/IFC | IfcFlowMovingDevice | b43e559e-ee99-49c2-8a8a-d6786b3bf5c9 | assets[].bim_mapping.ifc_guid | 07_IFC_Metadata_EAV | b43e559e-ee99-49c2-8a8a-d6786b3bf5c9
bim_mapping.ifc_entity | DTP_Template | 2026-06-05 | IFC_Core | Component | Sump Pump B2-001 | IfcFlowMovingDevice |  | JSON/COBie/IFC | IfcFlowMovingDevice | b43e559e-ee99-49c2-8a8a-d6786b3bf5c9 | assets[].bim_mapping.ifc_entity | 07_IFC_Metadata_EAV | b43e559e-ee99-49c2-8a8a-d6786b3bf5c9
bim_mapping.ifc_name | DTP_Template | 2026-06-05 | IFC_Core | Component | Sump Pump B2-001 | Sump Pump B2-001 |  | JSON/COBie/IFC | IfcFlowMovingDevice | b43e559e-ee99-49c2-8a8a-d6786b3bf5c9 | assets[].bim_mapping.ifc_name | 07_IFC_Metadata_EAV | b43e559e-ee99-49c2-8a8a-d6786b3bf5c9
bim_mapping.source_model_id | DTP_Template | 2026-06-05 | IFC_Core | Component | Sump Pump B2-001 | IFC-MEP-001 |  | JSON/COBie/IFC | IfcFlowMovingDevice | b43e559e-ee99-49c2-8a8a-d6786b3bf5c9 | assets[].bim_mapping.source_model_id | 07_IFC_Metadata_EAV | b43e559e-ee99-49c2-8a8a-d6786b3bf5c9
bim_mapping.global_id_locked | DTP_Template | 2026-06-05 | IFC_Core | Component | Sump Pump B2-001 | TRUE |  | JSON/COBie/IFC | IfcFlowMovingDevice | b43e559e-ee99-49c2-8a8a-d6786b3bf5c9 | assets[].bim_mapping.global_id_locked | 07_IFC_Metadata_EAV | b43e559e-ee99-49c2-8a8a-d6786b3bf5c9
cobie_mapping.component_name | DTP_Template | 2026-06-05 | Asset_Metadata | Component | Sump Pump B2-001 | SUMP-PUMP-B2-001 |  | JSON/COBie/IFC | IfcFlowMovingDevice | b43e559e-ee99-49c2-8a8a-d6786b3bf5c9 | assets[].cobie_mapping.component_name | 07_IFC_Metadata_EAV | b43e559e-ee99-49c2-8a8a-d6786b3bf5c9
cobie_mapping.type_name | DTP_Template | 2026-06-05 | Asset_Metadata | Component | Sump Pump B2-001 | SumpPump |  | JSON/COBie/IFC | IfcFlowMovingDevice | b43e559e-ee99-49c2-8a8a-d6786b3bf5c9 | assets[].cobie_mapping.type_name | 07_IFC_Metadata_EAV | b43e559e-ee99-49c2-8a8a-d6786b3bf5c9
cobie_mapping.system_name | DTP_Template | 2026-06-05 | Asset_Metadata | Component | Sump Pump B2-001 | Drainage |  | JSON/COBie/IFC | IfcFlowMovingDevice | b43e559e-ee99-49c2-8a8a-d6786b3bf5c9 | assets[].cobie_mapping.system_name | 07_IFC_Metadata_EAV | b43e559e-ee99-49c2-8a8a-d6786b3bf5c9
cobie_mapping.space_name | DTP_Template | 2026-06-05 | Asset_Metadata | Component | Sump Pump B2-001 | SP-B2-WATER-TANK |  | JSON/COBie/IFC | IfcFlowMovingDevice | b43e559e-ee99-49c2-8a8a-d6786b3bf5c9 | assets[].cobie_mapping.space_name | 07_IFC_Metadata_EAV | b43e559e-ee99-49c2-8a8a-d6786b3bf5c9
manufacturer_data.manufacturer | DTP_Template | 2026-06-05 | LOI_Manufacturer | Component | Sump Pump B2-001 | Generic Manufacturer |  | JSON/COBie/IFC | IfcFlowMovingDevice | b43e559e-ee99-49c2-8a8a-d6786b3bf5c9 | assets[].manufacturer_data.manufacturer | 07_IFC_Metadata_EAV | b43e559e-ee99-49c2-8a8a-d6786b3bf5c9
manufacturer_data.model | DTP_Template | 2026-06-05 | LOI_Manufacturer | Component | Sump Pump B2-001 | Model-Placeholder |  | JSON/COBie/IFC | IfcFlowMovingDevice | b43e559e-ee99-49c2-8a8a-d6786b3bf5c9 | assets[].manufacturer_data.model | 07_IFC_Metadata_EAV | b43e559e-ee99-49c2-8a8a-d6786b3bf5c9
manufacturer_data.serial_number | DTP_Template | 2026-06-05 | LOI_Manufacturer | Component | Sump Pump B2-001 | SN-SUMP-PUMP-B2-001 |  | JSON/COBie/IFC | IfcFlowMovingDevice | b43e559e-ee99-49c2-8a8a-d6786b3bf5c9 | assets[].manufacturer_data.serial_number | 07_IFC_Metadata_EAV | b43e559e-ee99-49c2-8a8a-d6786b3bf5c9
manufacturer_data.installation_date | DTP_Template | 2026-06-05 | LOI_Manufacturer | Component | Sump Pump B2-001 | 2026-05-15 |  | JSON/COBie/IFC | IfcFlowMovingDevice | b43e559e-ee99-49c2-8a8a-d6786b3bf5c9 | assets[].manufacturer_data.installation_date | 07_IFC_Metadata_EAV | b43e559e-ee99-49c2-8a8a-d6786b3bf5c9
manufacturer_data.warranty_start_date | DTP_Template | 2026-06-05 | LOI_Manufacturer | Component | Sump Pump B2-001 | 2026-06-01 |  | JSON/COBie/IFC | IfcFlowMovingDevice | b43e559e-ee99-49c2-8a8a-d6786b3bf5c9 | assets[].manufacturer_data.warranty_start_date | 07_IFC_Metadata_EAV | b43e559e-ee99-49c2-8a8a-d6786b3bf5c9
manufacturer_data.warranty_end_date | DTP_Template | 2026-06-05 | LOI_Manufacturer | Component | Sump Pump B2-001 | 2028-06-01 |  | JSON/COBie/IFC | IfcFlowMovingDevice | b43e559e-ee99-49c2-8a8a-d6786b3bf5c9 | assets[].manufacturer_data.warranty_end_date | 07_IFC_Metadata_EAV | b43e559e-ee99-49c2-8a8a-d6786b3bf5c9
operation_data.maintainable | DTP_Template | 2026-06-05 | LOI_Operation_Maintenance | Component | Sump Pump B2-001 | TRUE |  | JSON/COBie/IFC | IfcFlowMovingDevice | b43e559e-ee99-49c2-8a8a-d6786b3bf5c9 | assets[].operation_data.maintainable | 07_IFC_Metadata_EAV | b43e559e-ee99-49c2-8a8a-d6786b3bf5c9
operation_data.criticality | DTP_Template | 2026-06-05 | LOI_Operation_Maintenance | Component | Sump Pump B2-001 | High |  | JSON/COBie/IFC | IfcFlowMovingDevice | b43e559e-ee99-49c2-8a8a-d6786b3bf5c9 | assets[].operation_data.criticality | 07_IFC_Metadata_EAV | b43e559e-ee99-49c2-8a8a-d6786b3bf5c9
operation_data.expected_life_years | DTP_Template | 2026-06-05 | LOI_Operation_Maintenance | Component | Sump Pump B2-001 | 15 |  | JSON/COBie/IFC | IfcFlowMovingDevice | b43e559e-ee99-49c2-8a8a-d6786b3bf5c9 | assets[].operation_data.expected_life_years | 07_IFC_Metadata_EAV | b43e559e-ee99-49c2-8a8a-d6786b3bf5c9
operation_data.maintenance_strategy | DTP_Template | 2026-06-05 | LOI_Operation_Maintenance | Component | Sump Pump B2-001 | preventive_and_condition_based |  | JSON/COBie/IFC | IfcFlowMovingDevice | b43e559e-ee99-49c2-8a8a-d6786b3bf5c9 | assets[].operation_data.maintenance_strategy | 07_IFC_Metadata_EAV | b43e559e-ee99-49c2-8a8a-d6786b3bf5c9
operation_data.cmms_asset_id | DTP_Template | 2026-06-05 | LOI_Operation_Maintenance | Component | Sump Pump B2-001 | CMMS-SUMP-PUMP-B2-001 |  | JSON/COBie/IFC | IfcFlowMovingDevice | b43e559e-ee99-49c2-8a8a-d6786b3bf5c9 | assets[].operation_data.cmms_asset_id | 07_IFC_Metadata_EAV | b43e559e-ee99-49c2-8a8a-d6786b3bf5c9
operation_data.spare_part_group | DTP_Template | 2026-06-05 | LOI_Operation_Maintenance | Component | Sump Pump B2-001 | SPARE-PUMP |  | JSON/COBie/IFC | IfcFlowMovingDevice | b43e559e-ee99-49c2-8a8a-d6786b3bf5c9 | assets[].operation_data.spare_part_group | 07_IFC_Metadata_EAV | b43e559e-ee99-49c2-8a8a-d6786b3bf5c9
operation_data.manual_url | DTP_Template | 2026-06-05 | LOI_Operation_Maintenance | Component | Sump Pump B2-001 | https://example.com/om_manuals/SUMP-PUMP-B2-001.pdf |  | JSON/COBie/IFC | IfcFlowMovingDevice | b43e559e-ee99-49c2-8a8a-d6786b3bf5c9 | assets[].operation_data.manual_url | 07_IFC_Metadata_EAV | b43e559e-ee99-49c2-8a8a-d6786b3bf5c9
digital_twin.dt_entity_type | DTP_Template | 2026-06-05 | DTP_Metadata | Component | Sump Pump B2-001 | asset |  | JSON/COBie/IFC | IfcFlowMovingDevice | b43e559e-ee99-49c2-8a8a-d6786b3bf5c9 | assets[].digital_twin.dt_entity_type | 07_IFC_Metadata_EAV | b43e559e-ee99-49c2-8a8a-d6786b3bf5c9
digital_twin.state_source | DTP_Template | 2026-06-05 | DTP_Metadata | Component | Sump Pump B2-001 | BMS/IoT/CMMS |  | JSON/COBie/IFC | IfcFlowMovingDevice | b43e559e-ee99-49c2-8a8a-d6786b3bf5c9 | assets[].digital_twin.state_source | 07_IFC_Metadata_EAV | b43e559e-ee99-49c2-8a8a-d6786b3bf5c9
digital_twin.realtime_enabled | DTP_Template | 2026-06-05 | DTP_Metadata | Component | Sump Pump B2-001 | TRUE |  | JSON/COBie/IFC | IfcFlowMovingDevice | b43e559e-ee99-49c2-8a8a-d6786b3bf5c9 | assets[].digital_twin.realtime_enabled | 07_IFC_Metadata_EAV | b43e559e-ee99-49c2-8a8a-d6786b3bf5c9
digital_twin.history_enabled | DTP_Template | 2026-06-05 | DTP_Metadata | Component | Sump Pump B2-001 | TRUE |  | JSON/COBie/IFC | IfcFlowMovingDevice | b43e559e-ee99-49c2-8a8a-d6786b3bf5c9 | assets[].digital_twin.history_enabled | 07_IFC_Metadata_EAV | b43e559e-ee99-49c2-8a8a-d6786b3bf5c9
digital_twin.visual_selectable | DTP_Template | 2026-06-05 | DTP_Metadata | Component | Sump Pump B2-001 | TRUE |  | JSON/COBie/IFC | IfcFlowMovingDevice | b43e559e-ee99-49c2-8a8a-d6786b3bf5c9 | assets[].digital_twin.visual_selectable | 07_IFC_Metadata_EAV | b43e559e-ee99-49c2-8a8a-d6786b3bf5c9
digital_twin.visual_highlight_layer | DTP_Template | 2026-06-05 | DTP_Metadata | Component | Sump Pump B2-001 | LAYER-ASSET-DRAINAGE |  | JSON/COBie/IFC | IfcFlowMovingDevice | b43e559e-ee99-49c2-8a8a-d6786b3bf5c9 | assets[].digital_twin.visual_highlight_layer | 07_IFC_Metadata_EAV | b43e559e-ee99-49c2-8a8a-d6786b3bf5c9
tags[0] | DTP_Template | 2026-06-05 | Asset_Metadata | Component | Sump Pump B2-001 | drainage |  | JSON/COBie/IFC | IfcFlowMovingDevice | b43e559e-ee99-49c2-8a8a-d6786b3bf5c9 | assets[].tags[0] | 07_IFC_Metadata_EAV | b43e559e-ee99-49c2-8a8a-d6786b3bf5c9
tags[1] | DTP_Template | 2026-06-05 | Asset_Metadata | Component | Sump Pump B2-001 | pump |  | JSON/COBie/IFC | IfcFlowMovingDevice | b43e559e-ee99-49c2-8a8a-d6786b3bf5c9 | assets[].tags[1] | 07_IFC_Metadata_EAV | b43e559e-ee99-49c2-8a8a-d6786b3bf5c9
tags[2] | DTP_Template | 2026-06-05 | Asset_Metadata | Component | Sump Pump B2-001 | sumppump |  | JSON/COBie/IFC | IfcFlowMovingDevice | b43e559e-ee99-49c2-8a8a-d6786b3bf5c9 | assets[].tags[2] | 07_IFC_Metadata_EAV | b43e559e-ee99-49c2-8a8a-d6786b3bf5c9
asset_id | DTP_Template | 2026-06-05 | Asset_Metadata | Component | Main Water Meter 01 | WATER-METER-001 |  | JSON/COBie/IFC | IfcFlowMeter | 8e23e835-f0e8-4633-ad67-b5fb7b659ee8 | assets[].asset_id | 07_IFC_Metadata_EAV | 8e23e835-f0e8-4633-ad67-b5fb7b659ee8
asset_name | DTP_Template | 2026-06-05 | Asset_Metadata | Component | Main Water Meter 01 | Main Water Meter 01 |  | JSON/COBie/IFC | IfcFlowMeter | 8e23e835-f0e8-4633-ad67-b5fb7b659ee8 | assets[].asset_name | 07_IFC_Metadata_EAV | 8e23e835-f0e8-4633-ad67-b5fb7b659ee8
asset_status | DTP_Template | 2026-06-05 | Asset_Metadata | Component | Main Water Meter 01 | in_service |  | JSON/COBie/IFC | IfcFlowMeter | 8e23e835-f0e8-4633-ad67-b5fb7b659ee8 | assets[].asset_status | 07_IFC_Metadata_EAV | 8e23e835-f0e8-4633-ad67-b5fb7b659ee8
system | DTP_Template | 2026-06-05 | Asset_Metadata | Component | Main Water Meter 01 | Plumbing |  | JSON/COBie/IFC | IfcFlowMeter | 8e23e835-f0e8-4633-ad67-b5fb7b659ee8 | assets[].system | 07_IFC_Metadata_EAV | 8e23e835-f0e8-4633-ad67-b5fb7b659ee8
discipline | DTP_Template | 2026-06-05 | Asset_Metadata | Component | Main Water Meter 01 | MEP |  | JSON/COBie/IFC | IfcFlowMeter | 8e23e835-f0e8-4633-ad67-b5fb7b659ee8 | assets[].discipline | 07_IFC_Metadata_EAV | 8e23e835-f0e8-4633-ad67-b5fb7b659ee8
category | DTP_Template | 2026-06-05 | Asset_Metadata | Component | Main Water Meter 01 | Meter |  | JSON/COBie/IFC | IfcFlowMeter | 8e23e835-f0e8-4633-ad67-b5fb7b659ee8 | assets[].category | 07_IFC_Metadata_EAV | 8e23e835-f0e8-4633-ad67-b5fb7b659ee8
asset_type | DTP_Template | 2026-06-05 | Asset_Metadata | Component | Main Water Meter 01 | WaterMeter |  | JSON/COBie/IFC | IfcFlowMeter | 8e23e835-f0e8-4633-ad67-b5fb7b659ee8 | assets[].asset_type | 07_IFC_Metadata_EAV | 8e23e835-f0e8-4633-ad67-b5fb7b659ee8
classification.uniclass_code | DTP_Template | 2026-06-05 | LOI_Classification | Component | Main Water Meter 01 | placeholder |  | JSON/COBie/IFC | IfcFlowMeter | 8e23e835-f0e8-4633-ad67-b5fb7b659ee8 | assets[].classification.uniclass_code | 07_IFC_Metadata_EAV | 8e23e835-f0e8-4633-ad67-b5fb7b659ee8
classification.omniclass_code | DTP_Template | 2026-06-05 | LOI_Classification | Component | Main Water Meter 01 | placeholder |  | JSON/COBie/IFC | IfcFlowMeter | 8e23e835-f0e8-4633-ad67-b5fb7b659ee8 | assets[].classification.omniclass_code | 07_IFC_Metadata_EAV | 8e23e835-f0e8-4633-ad67-b5fb7b659ee8
classification.local_classification | DTP_Template | 2026-06-05 | LOI_Classification | Component | Main Water Meter 01 | Plumbing/Meter/WaterMeter |  | JSON/COBie/IFC | IfcFlowMeter | 8e23e835-f0e8-4633-ad67-b5fb7b659ee8 | assets[].classification.local_classification | 07_IFC_Metadata_EAV | 8e23e835-f0e8-4633-ad67-b5fb7b659ee8
location.facility_id | DTP_Template | 2026-06-05 | LOI_Location | Component | Main Water Meter 01 | FAC-OFFICE-TOWER-A |  | JSON/COBie/IFC | IfcFlowMeter | 8e23e835-f0e8-4633-ad67-b5fb7b659ee8 | assets[].location.facility_id | 07_IFC_Metadata_EAV | 8e23e835-f0e8-4633-ad67-b5fb7b659ee8
location.floor_id | DTP_Template | 2026-06-05 | LOI_Location | Component | Main Water Meter 01 | FL-B2 |  | JSON/COBie/IFC | IfcFlowMeter | 8e23e835-f0e8-4633-ad67-b5fb7b659ee8 | assets[].location.floor_id | 07_IFC_Metadata_EAV | 8e23e835-f0e8-4633-ad67-b5fb7b659ee8
location.space_id | DTP_Template | 2026-06-05 | LOI_Location | Component | Main Water Meter 01 | SP-B2-WATER-TANK |  | JSON/COBie/IFC | IfcFlowMeter | 8e23e835-f0e8-4633-ad67-b5fb7b659ee8 | assets[].location.space_id | 07_IFC_Metadata_EAV | 8e23e835-f0e8-4633-ad67-b5fb7b659ee8
location.zone_id | DTP_Template | 2026-06-05 | LOI_Location | Component | Main Water Meter 01 | ZONE-FIRE-B1 |  | JSON/COBie/IFC | IfcFlowMeter | 8e23e835-f0e8-4633-ad67-b5fb7b659ee8 | assets[].location.zone_id | 07_IFC_Metadata_EAV | 8e23e835-f0e8-4633-ad67-b5fb7b659ee8
bim_mapping.ifc_guid | DTP_Template | 2026-06-05 | IFC_Core | Component | Main Water Meter 01 | 8e23e835-f0e8-4633-ad67-b5fb7b659ee8 |  | JSON/COBie/IFC | IfcFlowMeter | 8e23e835-f0e8-4633-ad67-b5fb7b659ee8 | assets[].bim_mapping.ifc_guid | 07_IFC_Metadata_EAV | 8e23e835-f0e8-4633-ad67-b5fb7b659ee8
bim_mapping.ifc_entity | DTP_Template | 2026-06-05 | IFC_Core | Component | Main Water Meter 01 | IfcFlowMeter |  | JSON/COBie/IFC | IfcFlowMeter | 8e23e835-f0e8-4633-ad67-b5fb7b659ee8 | assets[].bim_mapping.ifc_entity | 07_IFC_Metadata_EAV | 8e23e835-f0e8-4633-ad67-b5fb7b659ee8
bim_mapping.ifc_name | DTP_Template | 2026-06-05 | IFC_Core | Component | Main Water Meter 01 | Main Water Meter 01 |  | JSON/COBie/IFC | IfcFlowMeter | 8e23e835-f0e8-4633-ad67-b5fb7b659ee8 | assets[].bim_mapping.ifc_name | 07_IFC_Metadata_EAV | 8e23e835-f0e8-4633-ad67-b5fb7b659ee8
bim_mapping.source_model_id | DTP_Template | 2026-06-05 | IFC_Core | Component | Main Water Meter 01 | IFC-MEP-001 |  | JSON/COBie/IFC | IfcFlowMeter | 8e23e835-f0e8-4633-ad67-b5fb7b659ee8 | assets[].bim_mapping.source_model_id | 07_IFC_Metadata_EAV | 8e23e835-f0e8-4633-ad67-b5fb7b659ee8
bim_mapping.global_id_locked | DTP_Template | 2026-06-05 | IFC_Core | Component | Main Water Meter 01 | TRUE |  | JSON/COBie/IFC | IfcFlowMeter | 8e23e835-f0e8-4633-ad67-b5fb7b659ee8 | assets[].bim_mapping.global_id_locked | 07_IFC_Metadata_EAV | 8e23e835-f0e8-4633-ad67-b5fb7b659ee8
cobie_mapping.component_name | DTP_Template | 2026-06-05 | Asset_Metadata | Component | Main Water Meter 01 | WATER-METER-001 |  | JSON/COBie/IFC | IfcFlowMeter | 8e23e835-f0e8-4633-ad67-b5fb7b659ee8 | assets[].cobie_mapping.component_name | 07_IFC_Metadata_EAV | 8e23e835-f0e8-4633-ad67-b5fb7b659ee8
cobie_mapping.type_name | DTP_Template | 2026-06-05 | Asset_Metadata | Component | Main Water Meter 01 | WaterMeter |  | JSON/COBie/IFC | IfcFlowMeter | 8e23e835-f0e8-4633-ad67-b5fb7b659ee8 | assets[].cobie_mapping.type_name | 07_IFC_Metadata_EAV | 8e23e835-f0e8-4633-ad67-b5fb7b659ee8
cobie_mapping.system_name | DTP_Template | 2026-06-05 | Asset_Metadata | Component | Main Water Meter 01 | Plumbing |  | JSON/COBie/IFC | IfcFlowMeter | 8e23e835-f0e8-4633-ad67-b5fb7b659ee8 | assets[].cobie_mapping.system_name | 07_IFC_Metadata_EAV | 8e23e835-f0e8-4633-ad67-b5fb7b659ee8
cobie_mapping.space_name | DTP_Template | 2026-06-05 | Asset_Metadata | Component | Main Water Meter 01 | SP-B2-WATER-TANK |  | JSON/COBie/IFC | IfcFlowMeter | 8e23e835-f0e8-4633-ad67-b5fb7b659ee8 | assets[].cobie_mapping.space_name | 07_IFC_Metadata_EAV | 8e23e835-f0e8-4633-ad67-b5fb7b659ee8
manufacturer_data.manufacturer | DTP_Template | 2026-06-05 | LOI_Manufacturer | Component | Main Water Meter 01 | Generic Manufacturer |  | JSON/COBie/IFC | IfcFlowMeter | 8e23e835-f0e8-4633-ad67-b5fb7b659ee8 | assets[].manufacturer_data.manufacturer | 07_IFC_Metadata_EAV | 8e23e835-f0e8-4633-ad67-b5fb7b659ee8
manufacturer_data.model | DTP_Template | 2026-06-05 | LOI_Manufacturer | Component | Main Water Meter 01 | Model-Placeholder |  | JSON/COBie/IFC | IfcFlowMeter | 8e23e835-f0e8-4633-ad67-b5fb7b659ee8 | assets[].manufacturer_data.model | 07_IFC_Metadata_EAV | 8e23e835-f0e8-4633-ad67-b5fb7b659ee8
manufacturer_data.serial_number | DTP_Template | 2026-06-05 | LOI_Manufacturer | Component | Main Water Meter 01 | SN-WATER-METER-001 |  | JSON/COBie/IFC | IfcFlowMeter | 8e23e835-f0e8-4633-ad67-b5fb7b659ee8 | assets[].manufacturer_data.serial_number | 07_IFC_Metadata_EAV | 8e23e835-f0e8-4633-ad67-b5fb7b659ee8
manufacturer_data.installation_date | DTP_Template | 2026-06-05 | LOI_Manufacturer | Component | Main Water Meter 01 | 2026-05-15 |  | JSON/COBie/IFC | IfcFlowMeter | 8e23e835-f0e8-4633-ad67-b5fb7b659ee8 | assets[].manufacturer_data.installation_date | 07_IFC_Metadata_EAV | 8e23e835-f0e8-4633-ad67-b5fb7b659ee8
manufacturer_data.warranty_start_date | DTP_Template | 2026-06-05 | LOI_Manufacturer | Component | Main Water Meter 01 | 2026-06-01 |  | JSON/COBie/IFC | IfcFlowMeter | 8e23e835-f0e8-4633-ad67-b5fb7b659ee8 | assets[].manufacturer_data.warranty_start_date | 07_IFC_Metadata_EAV | 8e23e835-f0e8-4633-ad67-b5fb7b659ee8
manufacturer_data.warranty_end_date | DTP_Template | 2026-06-05 | LOI_Manufacturer | Component | Main Water Meter 01 | 2028-06-01 |  | JSON/COBie/IFC | IfcFlowMeter | 8e23e835-f0e8-4633-ad67-b5fb7b659ee8 | assets[].manufacturer_data.warranty_end_date | 07_IFC_Metadata_EAV | 8e23e835-f0e8-4633-ad67-b5fb7b659ee8
operation_data.maintainable | DTP_Template | 2026-06-05 | LOI_Operation_Maintenance | Component | Main Water Meter 01 | TRUE |  | JSON/COBie/IFC | IfcFlowMeter | 8e23e835-f0e8-4633-ad67-b5fb7b659ee8 | assets[].operation_data.maintainable | 07_IFC_Metadata_EAV | 8e23e835-f0e8-4633-ad67-b5fb7b659ee8
operation_data.criticality | DTP_Template | 2026-06-05 | LOI_Operation_Maintenance | Component | Main Water Meter 01 | Medium |  | JSON/COBie/IFC | IfcFlowMeter | 8e23e835-f0e8-4633-ad67-b5fb7b659ee8 | assets[].operation_data.criticality | 07_IFC_Metadata_EAV | 8e23e835-f0e8-4633-ad67-b5fb7b659ee8
operation_data.expected_life_years | DTP_Template | 2026-06-05 | LOI_Operation_Maintenance | Component | Main Water Meter 01 | 15 |  | JSON/COBie/IFC | IfcFlowMeter | 8e23e835-f0e8-4633-ad67-b5fb7b659ee8 | assets[].operation_data.expected_life_years | 07_IFC_Metadata_EAV | 8e23e835-f0e8-4633-ad67-b5fb7b659ee8
operation_data.maintenance_strategy | DTP_Template | 2026-06-05 | LOI_Operation_Maintenance | Component | Main Water Meter 01 | preventive_and_condition_based |  | JSON/COBie/IFC | IfcFlowMeter | 8e23e835-f0e8-4633-ad67-b5fb7b659ee8 | assets[].operation_data.maintenance_strategy | 07_IFC_Metadata_EAV | 8e23e835-f0e8-4633-ad67-b5fb7b659ee8
operation_data.cmms_asset_id | DTP_Template | 2026-06-05 | LOI_Operation_Maintenance | Component | Main Water Meter 01 | CMMS-WATER-METER-001 |  | JSON/COBie/IFC | IfcFlowMeter | 8e23e835-f0e8-4633-ad67-b5fb7b659ee8 | assets[].operation_data.cmms_asset_id | 07_IFC_Metadata_EAV | 8e23e835-f0e8-4633-ad67-b5fb7b659ee8
operation_data.spare_part_group | DTP_Template | 2026-06-05 | LOI_Operation_Maintenance | Component | Main Water Meter 01 | SPARE-METER |  | JSON/COBie/IFC | IfcFlowMeter | 8e23e835-f0e8-4633-ad67-b5fb7b659ee8 | assets[].operation_data.spare_part_group | 07_IFC_Metadata_EAV | 8e23e835-f0e8-4633-ad67-b5fb7b659ee8
operation_data.manual_url | DTP_Template | 2026-06-05 | LOI_Operation_Maintenance | Component | Main Water Meter 01 | https://example.com/om_manuals/WATER-METER-001.pdf |  | JSON/COBie/IFC | IfcFlowMeter | 8e23e835-f0e8-4633-ad67-b5fb7b659ee8 | assets[].operation_data.manual_url | 07_IFC_Metadata_EAV | 8e23e835-f0e8-4633-ad67-b5fb7b659ee8
digital_twin.dt_entity_type | DTP_Template | 2026-06-05 | DTP_Metadata | Component | Main Water Meter 01 | asset |  | JSON/COBie/IFC | IfcFlowMeter | 8e23e835-f0e8-4633-ad67-b5fb7b659ee8 | assets[].digital_twin.dt_entity_type | 07_IFC_Metadata_EAV | 8e23e835-f0e8-4633-ad67-b5fb7b659ee8
digital_twin.state_source | DTP_Template | 2026-06-05 | DTP_Metadata | Component | Main Water Meter 01 | BMS/IoT/CMMS |  | JSON/COBie/IFC | IfcFlowMeter | 8e23e835-f0e8-4633-ad67-b5fb7b659ee8 | assets[].digital_twin.state_source | 07_IFC_Metadata_EAV | 8e23e835-f0e8-4633-ad67-b5fb7b659ee8
digital_twin.realtime_enabled | DTP_Template | 2026-06-05 | DTP_Metadata | Component | Main Water Meter 01 | TRUE |  | JSON/COBie/IFC | IfcFlowMeter | 8e23e835-f0e8-4633-ad67-b5fb7b659ee8 | assets[].digital_twin.realtime_enabled | 07_IFC_Metadata_EAV | 8e23e835-f0e8-4633-ad67-b5fb7b659ee8
digital_twin.history_enabled | DTP_Template | 2026-06-05 | DTP_Metadata | Component | Main Water Meter 01 | TRUE |  | JSON/COBie/IFC | IfcFlowMeter | 8e23e835-f0e8-4633-ad67-b5fb7b659ee8 | assets[].digital_twin.history_enabled | 07_IFC_Metadata_EAV | 8e23e835-f0e8-4633-ad67-b5fb7b659ee8
digital_twin.visual_selectable | DTP_Template | 2026-06-05 | DTP_Metadata | Component | Main Water Meter 01 | TRUE |  | JSON/COBie/IFC | IfcFlowMeter | 8e23e835-f0e8-4633-ad67-b5fb7b659ee8 | assets[].digital_twin.visual_selectable | 07_IFC_Metadata_EAV | 8e23e835-f0e8-4633-ad67-b5fb7b659ee8
digital_twin.visual_highlight_layer | DTP_Template | 2026-06-05 | DTP_Metadata | Component | Main Water Meter 01 | LAYER-ASSET-PLUMBING |  | JSON/COBie/IFC | IfcFlowMeter | 8e23e835-f0e8-4633-ad67-b5fb7b659ee8 | assets[].digital_twin.visual_highlight_layer | 07_IFC_Metadata_EAV | 8e23e835-f0e8-4633-ad67-b5fb7b659ee8
tags[0] | DTP_Template | 2026-06-05 | Asset_Metadata | Component | Main Water Meter 01 | plumbing |  | JSON/COBie/IFC | IfcFlowMeter | 8e23e835-f0e8-4633-ad67-b5fb7b659ee8 | assets[].tags[0] | 07_IFC_Metadata_EAV | 8e23e835-f0e8-4633-ad67-b5fb7b659ee8
tags[1] | DTP_Template | 2026-06-05 | Asset_Metadata | Component | Main Water Meter 01 | meter |  | JSON/COBie/IFC | IfcFlowMeter | 8e23e835-f0e8-4633-ad67-b5fb7b659ee8 | assets[].tags[1] | 07_IFC_Metadata_EAV | 8e23e835-f0e8-4633-ad67-b5fb7b659ee8
tags[2] | DTP_Template | 2026-06-05 | Asset_Metadata | Component | Main Water Meter 01 | watermeter |  | JSON/COBie/IFC | IfcFlowMeter | 8e23e835-f0e8-4633-ad67-b5fb7b659ee8 | assets[].tags[2] | 07_IFC_Metadata_EAV | 8e23e835-f0e8-4633-ad67-b5fb7b659ee8
asset_id | DTP_Template | 2026-06-05 | Asset_Metadata | Component | Domestic Water Tank B2 | WATER-TANK-B2-001 |  | JSON/COBie/IFC | IfcTank | 3bf1c62f-0b41-4975-b17e-d88f02b6efbb | assets[].asset_id | 07_IFC_Metadata_EAV | 3bf1c62f-0b41-4975-b17e-d88f02b6efbb
asset_name | DTP_Template | 2026-06-05 | Asset_Metadata | Component | Domestic Water Tank B2 | Domestic Water Tank B2 |  | JSON/COBie/IFC | IfcTank | 3bf1c62f-0b41-4975-b17e-d88f02b6efbb | assets[].asset_name | 07_IFC_Metadata_EAV | 3bf1c62f-0b41-4975-b17e-d88f02b6efbb
asset_status | DTP_Template | 2026-06-05 | Asset_Metadata | Component | Domestic Water Tank B2 | in_service |  | JSON/COBie/IFC | IfcTank | 3bf1c62f-0b41-4975-b17e-d88f02b6efbb | assets[].asset_status | 07_IFC_Metadata_EAV | 3bf1c62f-0b41-4975-b17e-d88f02b6efbb
system | DTP_Template | 2026-06-05 | Asset_Metadata | Component | Domestic Water Tank B2 | Plumbing |  | JSON/COBie/IFC | IfcTank | 3bf1c62f-0b41-4975-b17e-d88f02b6efbb | assets[].system | 07_IFC_Metadata_EAV | 3bf1c62f-0b41-4975-b17e-d88f02b6efbb
discipline | DTP_Template | 2026-06-05 | Asset_Metadata | Component | Domestic Water Tank B2 | MEP |  | JSON/COBie/IFC | IfcTank | 3bf1c62f-0b41-4975-b17e-d88f02b6efbb | assets[].discipline | 07_IFC_Metadata_EAV | 3bf1c62f-0b41-4975-b17e-d88f02b6efbb
category | DTP_Template | 2026-06-05 | Asset_Metadata | Component | Domestic Water Tank B2 | Tank |  | JSON/COBie/IFC | IfcTank | 3bf1c62f-0b41-4975-b17e-d88f02b6efbb | assets[].category | 07_IFC_Metadata_EAV | 3bf1c62f-0b41-4975-b17e-d88f02b6efbb
asset_type | DTP_Template | 2026-06-05 | Asset_Metadata | Component | Domestic Water Tank B2 | WaterTank |  | JSON/COBie/IFC | IfcTank | 3bf1c62f-0b41-4975-b17e-d88f02b6efbb | assets[].asset_type | 07_IFC_Metadata_EAV | 3bf1c62f-0b41-4975-b17e-d88f02b6efbb
classification.uniclass_code | DTP_Template | 2026-06-05 | LOI_Classification | Component | Domestic Water Tank B2 | placeholder |  | JSON/COBie/IFC | IfcTank | 3bf1c62f-0b41-4975-b17e-d88f02b6efbb | assets[].classification.uniclass_code | 07_IFC_Metadata_EAV | 3bf1c62f-0b41-4975-b17e-d88f02b6efbb
classification.omniclass_code | DTP_Template | 2026-06-05 | LOI_Classification | Component | Domestic Water Tank B2 | placeholder |  | JSON/COBie/IFC | IfcTank | 3bf1c62f-0b41-4975-b17e-d88f02b6efbb | assets[].classification.omniclass_code | 07_IFC_Metadata_EAV | 3bf1c62f-0b41-4975-b17e-d88f02b6efbb
classification.local_classification | DTP_Template | 2026-06-05 | LOI_Classification | Component | Domestic Water Tank B2 | Plumbing/Tank/WaterTank |  | JSON/COBie/IFC | IfcTank | 3bf1c62f-0b41-4975-b17e-d88f02b6efbb | assets[].classification.local_classification | 07_IFC_Metadata_EAV | 3bf1c62f-0b41-4975-b17e-d88f02b6efbb
location.facility_id | DTP_Template | 2026-06-05 | LOI_Location | Component | Domestic Water Tank B2 | FAC-OFFICE-TOWER-A |  | JSON/COBie/IFC | IfcTank | 3bf1c62f-0b41-4975-b17e-d88f02b6efbb | assets[].location.facility_id | 07_IFC_Metadata_EAV | 3bf1c62f-0b41-4975-b17e-d88f02b6efbb
location.floor_id | DTP_Template | 2026-06-05 | LOI_Location | Component | Domestic Water Tank B2 | FL-B2 |  | JSON/COBie/IFC | IfcTank | 3bf1c62f-0b41-4975-b17e-d88f02b6efbb | assets[].location.floor_id | 07_IFC_Metadata_EAV | 3bf1c62f-0b41-4975-b17e-d88f02b6efbb
location.space_id | DTP_Template | 2026-06-05 | LOI_Location | Component | Domestic Water Tank B2 | SP-B2-WATER-TANK |  | JSON/COBie/IFC | IfcTank | 3bf1c62f-0b41-4975-b17e-d88f02b6efbb | assets[].location.space_id | 07_IFC_Metadata_EAV | 3bf1c62f-0b41-4975-b17e-d88f02b6efbb
location.zone_id | DTP_Template | 2026-06-05 | LOI_Location | Component | Domestic Water Tank B2 | ZONE-FIRE-B1 |  | JSON/COBie/IFC | IfcTank | 3bf1c62f-0b41-4975-b17e-d88f02b6efbb | assets[].location.zone_id | 07_IFC_Metadata_EAV | 3bf1c62f-0b41-4975-b17e-d88f02b6efbb
bim_mapping.ifc_guid | DTP_Template | 2026-06-05 | IFC_Core | Component | Domestic Water Tank B2 | 3bf1c62f-0b41-4975-b17e-d88f02b6efbb |  | JSON/COBie/IFC | IfcTank | 3bf1c62f-0b41-4975-b17e-d88f02b6efbb | assets[].bim_mapping.ifc_guid | 07_IFC_Metadata_EAV | 3bf1c62f-0b41-4975-b17e-d88f02b6efbb
bim_mapping.ifc_entity | DTP_Template | 2026-06-05 | IFC_Core | Component | Domestic Water Tank B2 | IfcTank |  | JSON/COBie/IFC | IfcTank | 3bf1c62f-0b41-4975-b17e-d88f02b6efbb | assets[].bim_mapping.ifc_entity | 07_IFC_Metadata_EAV | 3bf1c62f-0b41-4975-b17e-d88f02b6efbb
bim_mapping.ifc_name | DTP_Template | 2026-06-05 | IFC_Core | Component | Domestic Water Tank B2 | Domestic Water Tank B2 |  | JSON/COBie/IFC | IfcTank | 3bf1c62f-0b41-4975-b17e-d88f02b6efbb | assets[].bim_mapping.ifc_name | 07_IFC_Metadata_EAV | 3bf1c62f-0b41-4975-b17e-d88f02b6efbb
bim_mapping.source_model_id | DTP_Template | 2026-06-05 | IFC_Core | Component | Domestic Water Tank B2 | IFC-MEP-001 |  | JSON/COBie/IFC | IfcTank | 3bf1c62f-0b41-4975-b17e-d88f02b6efbb | assets[].bim_mapping.source_model_id | 07_IFC_Metadata_EAV | 3bf1c62f-0b41-4975-b17e-d88f02b6efbb
bim_mapping.global_id_locked | DTP_Template | 2026-06-05 | IFC_Core | Component | Domestic Water Tank B2 | TRUE |  | JSON/COBie/IFC | IfcTank | 3bf1c62f-0b41-4975-b17e-d88f02b6efbb | assets[].bim_mapping.global_id_locked | 07_IFC_Metadata_EAV | 3bf1c62f-0b41-4975-b17e-d88f02b6efbb
cobie_mapping.component_name | DTP_Template | 2026-06-05 | Asset_Metadata | Component | Domestic Water Tank B2 | WATER-TANK-B2-001 |  | JSON/COBie/IFC | IfcTank | 3bf1c62f-0b41-4975-b17e-d88f02b6efbb | assets[].cobie_mapping.component_name | 07_IFC_Metadata_EAV | 3bf1c62f-0b41-4975-b17e-d88f02b6efbb
cobie_mapping.type_name | DTP_Template | 2026-06-05 | Asset_Metadata | Component | Domestic Water Tank B2 | WaterTank |  | JSON/COBie/IFC | IfcTank | 3bf1c62f-0b41-4975-b17e-d88f02b6efbb | assets[].cobie_mapping.type_name | 07_IFC_Metadata_EAV | 3bf1c62f-0b41-4975-b17e-d88f02b6efbb
cobie_mapping.system_name | DTP_Template | 2026-06-05 | Asset_Metadata | Component | Domestic Water Tank B2 | Plumbing |  | JSON/COBie/IFC | IfcTank | 3bf1c62f-0b41-4975-b17e-d88f02b6efbb | assets[].cobie_mapping.system_name | 07_IFC_Metadata_EAV | 3bf1c62f-0b41-4975-b17e-d88f02b6efbb
cobie_mapping.space_name | DTP_Template | 2026-06-05 | Asset_Metadata | Component | Domestic Water Tank B2 | SP-B2-WATER-TANK |  | JSON/COBie/IFC | IfcTank | 3bf1c62f-0b41-4975-b17e-d88f02b6efbb | assets[].cobie_mapping.space_name | 07_IFC_Metadata_EAV | 3bf1c62f-0b41-4975-b17e-d88f02b6efbb
manufacturer_data.manufacturer | DTP_Template | 2026-06-05 | LOI_Manufacturer | Component | Domestic Water Tank B2 | Generic Manufacturer |  | JSON/COBie/IFC | IfcTank | 3bf1c62f-0b41-4975-b17e-d88f02b6efbb | assets[].manufacturer_data.manufacturer | 07_IFC_Metadata_EAV | 3bf1c62f-0b41-4975-b17e-d88f02b6efbb
manufacturer_data.model | DTP_Template | 2026-06-05 | LOI_Manufacturer | Component | Domestic Water Tank B2 | Model-Placeholder |  | JSON/COBie/IFC | IfcTank | 3bf1c62f-0b41-4975-b17e-d88f02b6efbb | assets[].manufacturer_data.model | 07_IFC_Metadata_EAV | 3bf1c62f-0b41-4975-b17e-d88f02b6efbb
manufacturer_data.serial_number | DTP_Template | 2026-06-05 | LOI_Manufacturer | Component | Domestic Water Tank B2 | SN-WATER-TANK-B2-001 |  | JSON/COBie/IFC | IfcTank | 3bf1c62f-0b41-4975-b17e-d88f02b6efbb | assets[].manufacturer_data.serial_number | 07_IFC_Metadata_EAV | 3bf1c62f-0b41-4975-b17e-d88f02b6efbb
manufacturer_data.installation_date | DTP_Template | 2026-06-05 | LOI_Manufacturer | Component | Domestic Water Tank B2 | 2026-05-15 |  | JSON/COBie/IFC | IfcTank | 3bf1c62f-0b41-4975-b17e-d88f02b6efbb | assets[].manufacturer_data.installation_date | 07_IFC_Metadata_EAV | 3bf1c62f-0b41-4975-b17e-d88f02b6efbb
manufacturer_data.warranty_start_date | DTP_Template | 2026-06-05 | LOI_Manufacturer | Component | Domestic Water Tank B2 | 2026-06-01 |  | JSON/COBie/IFC | IfcTank | 3bf1c62f-0b41-4975-b17e-d88f02b6efbb | assets[].manufacturer_data.warranty_start_date | 07_IFC_Metadata_EAV | 3bf1c62f-0b41-4975-b17e-d88f02b6efbb
manufacturer_data.warranty_end_date | DTP_Template | 2026-06-05 | LOI_Manufacturer | Component | Domestic Water Tank B2 | 2028-06-01 |  | JSON/COBie/IFC | IfcTank | 3bf1c62f-0b41-4975-b17e-d88f02b6efbb | assets[].manufacturer_data.warranty_end_date | 07_IFC_Metadata_EAV | 3bf1c62f-0b41-4975-b17e-d88f02b6efbb
operation_data.maintainable | DTP_Template | 2026-06-05 | LOI_Operation_Maintenance | Component | Domestic Water Tank B2 | TRUE |  | JSON/COBie/IFC | IfcTank | 3bf1c62f-0b41-4975-b17e-d88f02b6efbb | assets[].operation_data.maintainable | 07_IFC_Metadata_EAV | 3bf1c62f-0b41-4975-b17e-d88f02b6efbb
operation_data.criticality | DTP_Template | 2026-06-05 | LOI_Operation_Maintenance | Component | Domestic Water Tank B2 | Medium |  | JSON/COBie/IFC | IfcTank | 3bf1c62f-0b41-4975-b17e-d88f02b6efbb | assets[].operation_data.criticality | 07_IFC_Metadata_EAV | 3bf1c62f-0b41-4975-b17e-d88f02b6efbb
operation_data.expected_life_years | DTP_Template | 2026-06-05 | LOI_Operation_Maintenance | Component | Domestic Water Tank B2 | 15 |  | JSON/COBie/IFC | IfcTank | 3bf1c62f-0b41-4975-b17e-d88f02b6efbb | assets[].operation_data.expected_life_years | 07_IFC_Metadata_EAV | 3bf1c62f-0b41-4975-b17e-d88f02b6efbb
operation_data.maintenance_strategy | DTP_Template | 2026-06-05 | LOI_Operation_Maintenance | Component | Domestic Water Tank B2 | preventive_and_condition_based |  | JSON/COBie/IFC | IfcTank | 3bf1c62f-0b41-4975-b17e-d88f02b6efbb | assets[].operation_data.maintenance_strategy | 07_IFC_Metadata_EAV | 3bf1c62f-0b41-4975-b17e-d88f02b6efbb
operation_data.cmms_asset_id | DTP_Template | 2026-06-05 | LOI_Operation_Maintenance | Component | Domestic Water Tank B2 | CMMS-WATER-TANK-B2-001 |  | JSON/COBie/IFC | IfcTank | 3bf1c62f-0b41-4975-b17e-d88f02b6efbb | assets[].operation_data.cmms_asset_id | 07_IFC_Metadata_EAV | 3bf1c62f-0b41-4975-b17e-d88f02b6efbb
operation_data.spare_part_group | DTP_Template | 2026-06-05 | LOI_Operation_Maintenance | Component | Domestic Water Tank B2 | SPARE-TANK |  | JSON/COBie/IFC | IfcTank | 3bf1c62f-0b41-4975-b17e-d88f02b6efbb | assets[].operation_data.spare_part_group | 07_IFC_Metadata_EAV | 3bf1c62f-0b41-4975-b17e-d88f02b6efbb
operation_data.manual_url | DTP_Template | 2026-06-05 | LOI_Operation_Maintenance | Component | Domestic Water Tank B2 | https://example.com/om_manuals/WATER-TANK-B2-001.pdf |  | JSON/COBie/IFC | IfcTank | 3bf1c62f-0b41-4975-b17e-d88f02b6efbb | assets[].operation_data.manual_url | 07_IFC_Metadata_EAV | 3bf1c62f-0b41-4975-b17e-d88f02b6efbb
digital_twin.dt_entity_type | DTP_Template | 2026-06-05 | DTP_Metadata | Component | Domestic Water Tank B2 | asset |  | JSON/COBie/IFC | IfcTank | 3bf1c62f-0b41-4975-b17e-d88f02b6efbb | assets[].digital_twin.dt_entity_type | 07_IFC_Metadata_EAV | 3bf1c62f-0b41-4975-b17e-d88f02b6efbb
digital_twin.state_source | DTP_Template | 2026-06-05 | DTP_Metadata | Component | Domestic Water Tank B2 | BMS/IoT/CMMS |  | JSON/COBie/IFC | IfcTank | 3bf1c62f-0b41-4975-b17e-d88f02b6efbb | assets[].digital_twin.state_source | 07_IFC_Metadata_EAV | 3bf1c62f-0b41-4975-b17e-d88f02b6efbb
digital_twin.realtime_enabled | DTP_Template | 2026-06-05 | DTP_Metadata | Component | Domestic Water Tank B2 | TRUE |  | JSON/COBie/IFC | IfcTank | 3bf1c62f-0b41-4975-b17e-d88f02b6efbb | assets[].digital_twin.realtime_enabled | 07_IFC_Metadata_EAV | 3bf1c62f-0b41-4975-b17e-d88f02b6efbb
digital_twin.history_enabled | DTP_Template | 2026-06-05 | DTP_Metadata | Component | Domestic Water Tank B2 | TRUE |  | JSON/COBie/IFC | IfcTank | 3bf1c62f-0b41-4975-b17e-d88f02b6efbb | assets[].digital_twin.history_enabled | 07_IFC_Metadata_EAV | 3bf1c62f-0b41-4975-b17e-d88f02b6efbb
digital_twin.visual_selectable | DTP_Template | 2026-06-05 | DTP_Metadata | Component | Domestic Water Tank B2 | TRUE |  | JSON/COBie/IFC | IfcTank | 3bf1c62f-0b41-4975-b17e-d88f02b6efbb | assets[].digital_twin.visual_selectable | 07_IFC_Metadata_EAV | 3bf1c62f-0b41-4975-b17e-d88f02b6efbb
digital_twin.visual_highlight_layer | DTP_Template | 2026-06-05 | DTP_Metadata | Component | Domestic Water Tank B2 | LAYER-ASSET-PLUMBING |  | JSON/COBie/IFC | IfcTank | 3bf1c62f-0b41-4975-b17e-d88f02b6efbb | assets[].digital_twin.visual_highlight_layer | 07_IFC_Metadata_EAV | 3bf1c62f-0b41-4975-b17e-d88f02b6efbb
tags[0] | DTP_Template | 2026-06-05 | Asset_Metadata | Component | Domestic Water Tank B2 | plumbing |  | JSON/COBie/IFC | IfcTank | 3bf1c62f-0b41-4975-b17e-d88f02b6efbb | assets[].tags[0] | 07_IFC_Metadata_EAV | 3bf1c62f-0b41-4975-b17e-d88f02b6efbb
tags[1] | DTP_Template | 2026-06-05 | Asset_Metadata | Component | Domestic Water Tank B2 | tank |  | JSON/COBie/IFC | IfcTank | 3bf1c62f-0b41-4975-b17e-d88f02b6efbb | assets[].tags[1] | 07_IFC_Metadata_EAV | 3bf1c62f-0b41-4975-b17e-d88f02b6efbb
tags[2] | DTP_Template | 2026-06-05 | Asset_Metadata | Component | Domestic Water Tank B2 | watertank |  | JSON/COBie/IFC | IfcTank | 3bf1c62f-0b41-4975-b17e-d88f02b6efbb | assets[].tags[2] | 07_IFC_Metadata_EAV | 3bf1c62f-0b41-4975-b17e-d88f02b6efbb
asset_id | DTP_Template | 2026-06-05 | Asset_Metadata | Component | Passenger Lift 01 | LIFT-01 |  | JSON/COBie/IFC | IfcTransportElement | 6bd54e63-e5cc-48ff-afd5-3d1ed0a44f52 | assets[].asset_id | 07_IFC_Metadata_EAV | 6bd54e63-e5cc-48ff-afd5-3d1ed0a44f52
asset_name | DTP_Template | 2026-06-05 | Asset_Metadata | Component | Passenger Lift 01 | Passenger Lift 01 |  | JSON/COBie/IFC | IfcTransportElement | 6bd54e63-e5cc-48ff-afd5-3d1ed0a44f52 | assets[].asset_name | 07_IFC_Metadata_EAV | 6bd54e63-e5cc-48ff-afd5-3d1ed0a44f52
asset_status | DTP_Template | 2026-06-05 | Asset_Metadata | Component | Passenger Lift 01 | in_service |  | JSON/COBie/IFC | IfcTransportElement | 6bd54e63-e5cc-48ff-afd5-3d1ed0a44f52 | assets[].asset_status | 07_IFC_Metadata_EAV | 6bd54e63-e5cc-48ff-afd5-3d1ed0a44f52
system | DTP_Template | 2026-06-05 | Asset_Metadata | Component | Passenger Lift 01 | Vertical Transportation |  | JSON/COBie/IFC | IfcTransportElement | 6bd54e63-e5cc-48ff-afd5-3d1ed0a44f52 | assets[].system | 07_IFC_Metadata_EAV | 6bd54e63-e5cc-48ff-afd5-3d1ed0a44f52
discipline | DTP_Template | 2026-06-05 | Asset_Metadata | Component | Passenger Lift 01 | MEP |  | JSON/COBie/IFC | IfcTransportElement | 6bd54e63-e5cc-48ff-afd5-3d1ed0a44f52 | assets[].discipline | 07_IFC_Metadata_EAV | 6bd54e63-e5cc-48ff-afd5-3d1ed0a44f52
category | DTP_Template | 2026-06-05 | Asset_Metadata | Component | Passenger Lift 01 | Lift |  | JSON/COBie/IFC | IfcTransportElement | 6bd54e63-e5cc-48ff-afd5-3d1ed0a44f52 | assets[].category | 07_IFC_Metadata_EAV | 6bd54e63-e5cc-48ff-afd5-3d1ed0a44f52
asset_type | DTP_Template | 2026-06-05 | Asset_Metadata | Component | Passenger Lift 01 | PassengerLift |  | JSON/COBie/IFC | IfcTransportElement | 6bd54e63-e5cc-48ff-afd5-3d1ed0a44f52 | assets[].asset_type | 07_IFC_Metadata_EAV | 6bd54e63-e5cc-48ff-afd5-3d1ed0a44f52
classification.uniclass_code | DTP_Template | 2026-06-05 | LOI_Classification | Component | Passenger Lift 01 | placeholder |  | JSON/COBie/IFC | IfcTransportElement | 6bd54e63-e5cc-48ff-afd5-3d1ed0a44f52 | assets[].classification.uniclass_code | 07_IFC_Metadata_EAV | 6bd54e63-e5cc-48ff-afd5-3d1ed0a44f52
classification.omniclass_code | DTP_Template | 2026-06-05 | LOI_Classification | Component | Passenger Lift 01 | placeholder |  | JSON/COBie/IFC | IfcTransportElement | 6bd54e63-e5cc-48ff-afd5-3d1ed0a44f52 | assets[].classification.omniclass_code | 07_IFC_Metadata_EAV | 6bd54e63-e5cc-48ff-afd5-3d1ed0a44f52
classification.local_classification | DTP_Template | 2026-06-05 | LOI_Classification | Component | Passenger Lift 01 | Vertical Transportation/Lift/PassengerLift |  | JSON/COBie/IFC | IfcTransportElement | 6bd54e63-e5cc-48ff-afd5-3d1ed0a44f52 | assets[].classification.local_classification | 07_IFC_Metadata_EAV | 6bd54e63-e5cc-48ff-afd5-3d1ed0a44f52
location.facility_id | DTP_Template | 2026-06-05 | LOI_Location | Component | Passenger Lift 01 | FAC-OFFICE-TOWER-A |  | JSON/COBie/IFC | IfcTransportElement | 6bd54e63-e5cc-48ff-afd5-3d1ed0a44f52 | assets[].location.facility_id | 07_IFC_Metadata_EAV | 6bd54e63-e5cc-48ff-afd5-3d1ed0a44f52
location.floor_id | DTP_Template | 2026-06-05 | LOI_Location | Component | Passenger Lift 01 | FL-ROOF |  | JSON/COBie/IFC | IfcTransportElement | 6bd54e63-e5cc-48ff-afd5-3d1ed0a44f52 | assets[].location.floor_id | 07_IFC_Metadata_EAV | 6bd54e63-e5cc-48ff-afd5-3d1ed0a44f52
location.space_id | DTP_Template | 2026-06-05 | LOI_Location | Component | Passenger Lift 01 | SP-ROOF-ELEV-MACHINE |  | JSON/COBie/IFC | IfcTransportElement | 6bd54e63-e5cc-48ff-afd5-3d1ed0a44f52 | assets[].location.space_id | 07_IFC_Metadata_EAV | 6bd54e63-e5cc-48ff-afd5-3d1ed0a44f52
location.zone_id | DTP_Template | 2026-06-05 | LOI_Location | Component | Passenger Lift 01 | ZONE-ROOF-TECH |  | JSON/COBie/IFC | IfcTransportElement | 6bd54e63-e5cc-48ff-afd5-3d1ed0a44f52 | assets[].location.zone_id | 07_IFC_Metadata_EAV | 6bd54e63-e5cc-48ff-afd5-3d1ed0a44f52
bim_mapping.ifc_guid | DTP_Template | 2026-06-05 | IFC_Core | Component | Passenger Lift 01 | 6bd54e63-e5cc-48ff-afd5-3d1ed0a44f52 |  | JSON/COBie/IFC | IfcTransportElement | 6bd54e63-e5cc-48ff-afd5-3d1ed0a44f52 | assets[].bim_mapping.ifc_guid | 07_IFC_Metadata_EAV | 6bd54e63-e5cc-48ff-afd5-3d1ed0a44f52
bim_mapping.ifc_entity | DTP_Template | 2026-06-05 | IFC_Core | Component | Passenger Lift 01 | IfcTransportElement |  | JSON/COBie/IFC | IfcTransportElement | 6bd54e63-e5cc-48ff-afd5-3d1ed0a44f52 | assets[].bim_mapping.ifc_entity | 07_IFC_Metadata_EAV | 6bd54e63-e5cc-48ff-afd5-3d1ed0a44f52
bim_mapping.ifc_name | DTP_Template | 2026-06-05 | IFC_Core | Component | Passenger Lift 01 | Passenger Lift 01 |  | JSON/COBie/IFC | IfcTransportElement | 6bd54e63-e5cc-48ff-afd5-3d1ed0a44f52 | assets[].bim_mapping.ifc_name | 07_IFC_Metadata_EAV | 6bd54e63-e5cc-48ff-afd5-3d1ed0a44f52
bim_mapping.source_model_id | DTP_Template | 2026-06-05 | IFC_Core | Component | Passenger Lift 01 | IFC-MEP-001 |  | JSON/COBie/IFC | IfcTransportElement | 6bd54e63-e5cc-48ff-afd5-3d1ed0a44f52 | assets[].bim_mapping.source_model_id | 07_IFC_Metadata_EAV | 6bd54e63-e5cc-48ff-afd5-3d1ed0a44f52
bim_mapping.global_id_locked | DTP_Template | 2026-06-05 | IFC_Core | Component | Passenger Lift 01 | TRUE |  | JSON/COBie/IFC | IfcTransportElement | 6bd54e63-e5cc-48ff-afd5-3d1ed0a44f52 | assets[].bim_mapping.global_id_locked | 07_IFC_Metadata_EAV | 6bd54e63-e5cc-48ff-afd5-3d1ed0a44f52
cobie_mapping.component_name | DTP_Template | 2026-06-05 | Asset_Metadata | Component | Passenger Lift 01 | LIFT-01 |  | JSON/COBie/IFC | IfcTransportElement | 6bd54e63-e5cc-48ff-afd5-3d1ed0a44f52 | assets[].cobie_mapping.component_name | 07_IFC_Metadata_EAV | 6bd54e63-e5cc-48ff-afd5-3d1ed0a44f52
cobie_mapping.type_name | DTP_Template | 2026-06-05 | Asset_Metadata | Component | Passenger Lift 01 | PassengerLift |  | JSON/COBie/IFC | IfcTransportElement | 6bd54e63-e5cc-48ff-afd5-3d1ed0a44f52 | assets[].cobie_mapping.type_name | 07_IFC_Metadata_EAV | 6bd54e63-e5cc-48ff-afd5-3d1ed0a44f52
cobie_mapping.system_name | DTP_Template | 2026-06-05 | Asset_Metadata | Component | Passenger Lift 01 | Vertical Transportation |  | JSON/COBie/IFC | IfcTransportElement | 6bd54e63-e5cc-48ff-afd5-3d1ed0a44f52 | assets[].cobie_mapping.system_name | 07_IFC_Metadata_EAV | 6bd54e63-e5cc-48ff-afd5-3d1ed0a44f52
cobie_mapping.space_name | DTP_Template | 2026-06-05 | Asset_Metadata | Component | Passenger Lift 01 | SP-ROOF-ELEV-MACHINE |  | JSON/COBie/IFC | IfcTransportElement | 6bd54e63-e5cc-48ff-afd5-3d1ed0a44f52 | assets[].cobie_mapping.space_name | 07_IFC_Metadata_EAV | 6bd54e63-e5cc-48ff-afd5-3d1ed0a44f52
manufacturer_data.manufacturer | DTP_Template | 2026-06-05 | LOI_Manufacturer | Component | Passenger Lift 01 | KONE |  | JSON/COBie/IFC | IfcTransportElement | 6bd54e63-e5cc-48ff-afd5-3d1ed0a44f52 | assets[].manufacturer_data.manufacturer | 07_IFC_Metadata_EAV | 6bd54e63-e5cc-48ff-afd5-3d1ed0a44f52
manufacturer_data.model | DTP_Template | 2026-06-05 | LOI_Manufacturer | Component | Passenger Lift 01 | MonoSpace |  | JSON/COBie/IFC | IfcTransportElement | 6bd54e63-e5cc-48ff-afd5-3d1ed0a44f52 | assets[].manufacturer_data.model | 07_IFC_Metadata_EAV | 6bd54e63-e5cc-48ff-afd5-3d1ed0a44f52
manufacturer_data.serial_number | DTP_Template | 2026-06-05 | LOI_Manufacturer | Component | Passenger Lift 01 | SN-LIFT-01 |  | JSON/COBie/IFC | IfcTransportElement | 6bd54e63-e5cc-48ff-afd5-3d1ed0a44f52 | assets[].manufacturer_data.serial_number | 07_IFC_Metadata_EAV | 6bd54e63-e5cc-48ff-afd5-3d1ed0a44f52
manufacturer_data.installation_date | DTP_Template | 2026-06-05 | LOI_Manufacturer | Component | Passenger Lift 01 | 2026-05-15 |  | JSON/COBie/IFC | IfcTransportElement | 6bd54e63-e5cc-48ff-afd5-3d1ed0a44f52 | assets[].manufacturer_data.installation_date | 07_IFC_Metadata_EAV | 6bd54e63-e5cc-48ff-afd5-3d1ed0a44f52
manufacturer_data.warranty_start_date | DTP_Template | 2026-06-05 | LOI_Manufacturer | Component | Passenger Lift 01 | 2026-06-01 |  | JSON/COBie/IFC | IfcTransportElement | 6bd54e63-e5cc-48ff-afd5-3d1ed0a44f52 | assets[].manufacturer_data.warranty_start_date | 07_IFC_Metadata_EAV | 6bd54e63-e5cc-48ff-afd5-3d1ed0a44f52
manufacturer_data.warranty_end_date | DTP_Template | 2026-06-05 | LOI_Manufacturer | Component | Passenger Lift 01 | 2028-06-01 |  | JSON/COBie/IFC | IfcTransportElement | 6bd54e63-e5cc-48ff-afd5-3d1ed0a44f52 | assets[].manufacturer_data.warranty_end_date | 07_IFC_Metadata_EAV | 6bd54e63-e5cc-48ff-afd5-3d1ed0a44f52
operation_data.maintainable | DTP_Template | 2026-06-05 | LOI_Operation_Maintenance | Component | Passenger Lift 01 | TRUE |  | JSON/COBie/IFC | IfcTransportElement | 6bd54e63-e5cc-48ff-afd5-3d1ed0a44f52 | assets[].operation_data.maintainable | 07_IFC_Metadata_EAV | 6bd54e63-e5cc-48ff-afd5-3d1ed0a44f52
operation_data.criticality | DTP_Template | 2026-06-05 | LOI_Operation_Maintenance | Component | Passenger Lift 01 | High |  | JSON/COBie/IFC | IfcTransportElement | 6bd54e63-e5cc-48ff-afd5-3d1ed0a44f52 | assets[].operation_data.criticality | 07_IFC_Metadata_EAV | 6bd54e63-e5cc-48ff-afd5-3d1ed0a44f52
operation_data.expected_life_years | DTP_Template | 2026-06-05 | LOI_Operation_Maintenance | Component | Passenger Lift 01 | 15 |  | JSON/COBie/IFC | IfcTransportElement | 6bd54e63-e5cc-48ff-afd5-3d1ed0a44f52 | assets[].operation_data.expected_life_years | 07_IFC_Metadata_EAV | 6bd54e63-e5cc-48ff-afd5-3d1ed0a44f52
operation_data.maintenance_strategy | DTP_Template | 2026-06-05 | LOI_Operation_Maintenance | Component | Passenger Lift 01 | preventive_and_condition_based |  | JSON/COBie/IFC | IfcTransportElement | 6bd54e63-e5cc-48ff-afd5-3d1ed0a44f52 | assets[].operation_data.maintenance_strategy | 07_IFC_Metadata_EAV | 6bd54e63-e5cc-48ff-afd5-3d1ed0a44f52
operation_data.cmms_asset_id | DTP_Template | 2026-06-05 | LOI_Operation_Maintenance | Component | Passenger Lift 01 | CMMS-LIFT-01 |  | JSON/COBie/IFC | IfcTransportElement | 6bd54e63-e5cc-48ff-afd5-3d1ed0a44f52 | assets[].operation_data.cmms_asset_id | 07_IFC_Metadata_EAV | 6bd54e63-e5cc-48ff-afd5-3d1ed0a44f52
operation_data.spare_part_group | DTP_Template | 2026-06-05 | LOI_Operation_Maintenance | Component | Passenger Lift 01 | SPARE-LIFT |  | JSON/COBie/IFC | IfcTransportElement | 6bd54e63-e5cc-48ff-afd5-3d1ed0a44f52 | assets[].operation_data.spare_part_group | 07_IFC_Metadata_EAV | 6bd54e63-e5cc-48ff-afd5-3d1ed0a44f52
operation_data.manual_url | DTP_Template | 2026-06-05 | LOI_Operation_Maintenance | Component | Passenger Lift 01 | https://example.com/om_manuals/LIFT-01.pdf |  | JSON/COBie/IFC | IfcTransportElement | 6bd54e63-e5cc-48ff-afd5-3d1ed0a44f52 | assets[].operation_data.manual_url | 07_IFC_Metadata_EAV | 6bd54e63-e5cc-48ff-afd5-3d1ed0a44f52
digital_twin.dt_entity_type | DTP_Template | 2026-06-05 | DTP_Metadata | Component | Passenger Lift 01 | asset |  | JSON/COBie/IFC | IfcTransportElement | 6bd54e63-e5cc-48ff-afd5-3d1ed0a44f52 | assets[].digital_twin.dt_entity_type | 07_IFC_Metadata_EAV | 6bd54e63-e5cc-48ff-afd5-3d1ed0a44f52
digital_twin.state_source | DTP_Template | 2026-06-05 | DTP_Metadata | Component | Passenger Lift 01 | BMS/IoT/CMMS |  | JSON/COBie/IFC | IfcTransportElement | 6bd54e63-e5cc-48ff-afd5-3d1ed0a44f52 | assets[].digital_twin.state_source | 07_IFC_Metadata_EAV | 6bd54e63-e5cc-48ff-afd5-3d1ed0a44f52
digital_twin.realtime_enabled | DTP_Template | 2026-06-05 | DTP_Metadata | Component | Passenger Lift 01 | TRUE |  | JSON/COBie/IFC | IfcTransportElement | 6bd54e63-e5cc-48ff-afd5-3d1ed0a44f52 | assets[].digital_twin.realtime_enabled | 07_IFC_Metadata_EAV | 6bd54e63-e5cc-48ff-afd5-3d1ed0a44f52
digital_twin.history_enabled | DTP_Template | 2026-06-05 | DTP_Metadata | Component | Passenger Lift 01 | TRUE |  | JSON/COBie/IFC | IfcTransportElement | 6bd54e63-e5cc-48ff-afd5-3d1ed0a44f52 | assets[].digital_twin.history_enabled | 07_IFC_Metadata_EAV | 6bd54e63-e5cc-48ff-afd5-3d1ed0a44f52
digital_twin.visual_selectable | DTP_Template | 2026-06-05 | DTP_Metadata | Component | Passenger Lift 01 | TRUE |  | JSON/COBie/IFC | IfcTransportElement | 6bd54e63-e5cc-48ff-afd5-3d1ed0a44f52 | assets[].digital_twin.visual_selectable | 07_IFC_Metadata_EAV | 6bd54e63-e5cc-48ff-afd5-3d1ed0a44f52
digital_twin.visual_highlight_layer | DTP_Template | 2026-06-05 | DTP_Metadata | Component | Passenger Lift 01 | LAYER-ASSET-VERTICAL-TRANSPORTATION |  | JSON/COBie/IFC | IfcTransportElement | 6bd54e63-e5cc-48ff-afd5-3d1ed0a44f52 | assets[].digital_twin.visual_highlight_layer | 07_IFC_Metadata_EAV | 6bd54e63-e5cc-48ff-afd5-3d1ed0a44f52
tags[0] | DTP_Template | 2026-06-05 | Asset_Metadata | Component | Passenger Lift 01 | vertical_transportation |  | JSON/COBie/IFC | IfcTransportElement | 6bd54e63-e5cc-48ff-afd5-3d1ed0a44f52 | assets[].tags[0] | 07_IFC_Metadata_EAV | 6bd54e63-e5cc-48ff-afd5-3d1ed0a44f52
tags[1] | DTP_Template | 2026-06-05 | Asset_Metadata | Component | Passenger Lift 01 | lift |  | JSON/COBie/IFC | IfcTransportElement | 6bd54e63-e5cc-48ff-afd5-3d1ed0a44f52 | assets[].tags[1] | 07_IFC_Metadata_EAV | 6bd54e63-e5cc-48ff-afd5-3d1ed0a44f52
tags[2] | DTP_Template | 2026-06-05 | Asset_Metadata | Component | Passenger Lift 01 | passengerlift |  | JSON/COBie/IFC | IfcTransportElement | 6bd54e63-e5cc-48ff-afd5-3d1ed0a44f52 | assets[].tags[2] | 07_IFC_Metadata_EAV | 6bd54e63-e5cc-48ff-afd5-3d1ed0a44f52
asset_id | DTP_Template | 2026-06-05 | Asset_Metadata | Component | Passenger Lift 02 | LIFT-02 |  | JSON/COBie/IFC | IfcTransportElement | 50345f0e-9930-40df-bbef-1731063f72e1 | assets[].asset_id | 07_IFC_Metadata_EAV | 50345f0e-9930-40df-bbef-1731063f72e1
asset_name | DTP_Template | 2026-06-05 | Asset_Metadata | Component | Passenger Lift 02 | Passenger Lift 02 |  | JSON/COBie/IFC | IfcTransportElement | 50345f0e-9930-40df-bbef-1731063f72e1 | assets[].asset_name | 07_IFC_Metadata_EAV | 50345f0e-9930-40df-bbef-1731063f72e1
asset_status | DTP_Template | 2026-06-05 | Asset_Metadata | Component | Passenger Lift 02 | in_service |  | JSON/COBie/IFC | IfcTransportElement | 50345f0e-9930-40df-bbef-1731063f72e1 | assets[].asset_status | 07_IFC_Metadata_EAV | 50345f0e-9930-40df-bbef-1731063f72e1
system | DTP_Template | 2026-06-05 | Asset_Metadata | Component | Passenger Lift 02 | Vertical Transportation |  | JSON/COBie/IFC | IfcTransportElement | 50345f0e-9930-40df-bbef-1731063f72e1 | assets[].system | 07_IFC_Metadata_EAV | 50345f0e-9930-40df-bbef-1731063f72e1
discipline | DTP_Template | 2026-06-05 | Asset_Metadata | Component | Passenger Lift 02 | MEP |  | JSON/COBie/IFC | IfcTransportElement | 50345f0e-9930-40df-bbef-1731063f72e1 | assets[].discipline | 07_IFC_Metadata_EAV | 50345f0e-9930-40df-bbef-1731063f72e1
category | DTP_Template | 2026-06-05 | Asset_Metadata | Component | Passenger Lift 02 | Lift |  | JSON/COBie/IFC | IfcTransportElement | 50345f0e-9930-40df-bbef-1731063f72e1 | assets[].category | 07_IFC_Metadata_EAV | 50345f0e-9930-40df-bbef-1731063f72e1
asset_type | DTP_Template | 2026-06-05 | Asset_Metadata | Component | Passenger Lift 02 | PassengerLift |  | JSON/COBie/IFC | IfcTransportElement | 50345f0e-9930-40df-bbef-1731063f72e1 | assets[].asset_type | 07_IFC_Metadata_EAV | 50345f0e-9930-40df-bbef-1731063f72e1
classification.uniclass_code | DTP_Template | 2026-06-05 | LOI_Classification | Component | Passenger Lift 02 | placeholder |  | JSON/COBie/IFC | IfcTransportElement | 50345f0e-9930-40df-bbef-1731063f72e1 | assets[].classification.uniclass_code | 07_IFC_Metadata_EAV | 50345f0e-9930-40df-bbef-1731063f72e1
classification.omniclass_code | DTP_Template | 2026-06-05 | LOI_Classification | Component | Passenger Lift 02 | placeholder |  | JSON/COBie/IFC | IfcTransportElement | 50345f0e-9930-40df-bbef-1731063f72e1 | assets[].classification.omniclass_code | 07_IFC_Metadata_EAV | 50345f0e-9930-40df-bbef-1731063f72e1
classification.local_classification | DTP_Template | 2026-06-05 | LOI_Classification | Component | Passenger Lift 02 | Vertical Transportation/Lift/PassengerLift |  | JSON/COBie/IFC | IfcTransportElement | 50345f0e-9930-40df-bbef-1731063f72e1 | assets[].classification.local_classification | 07_IFC_Metadata_EAV | 50345f0e-9930-40df-bbef-1731063f72e1
location.facility_id | DTP_Template | 2026-06-05 | LOI_Location | Component | Passenger Lift 02 | FAC-OFFICE-TOWER-A |  | JSON/COBie/IFC | IfcTransportElement | 50345f0e-9930-40df-bbef-1731063f72e1 | assets[].location.facility_id | 07_IFC_Metadata_EAV | 50345f0e-9930-40df-bbef-1731063f72e1
location.floor_id | DTP_Template | 2026-06-05 | LOI_Location | Component | Passenger Lift 02 | FL-ROOF |  | JSON/COBie/IFC | IfcTransportElement | 50345f0e-9930-40df-bbef-1731063f72e1 | assets[].location.floor_id | 07_IFC_Metadata_EAV | 50345f0e-9930-40df-bbef-1731063f72e1
location.space_id | DTP_Template | 2026-06-05 | LOI_Location | Component | Passenger Lift 02 | SP-ROOF-ELEV-MACHINE |  | JSON/COBie/IFC | IfcTransportElement | 50345f0e-9930-40df-bbef-1731063f72e1 | assets[].location.space_id | 07_IFC_Metadata_EAV | 50345f0e-9930-40df-bbef-1731063f72e1
location.zone_id | DTP_Template | 2026-06-05 | LOI_Location | Component | Passenger Lift 02 | ZONE-ROOF-TECH |  | JSON/COBie/IFC | IfcTransportElement | 50345f0e-9930-40df-bbef-1731063f72e1 | assets[].location.zone_id | 07_IFC_Metadata_EAV | 50345f0e-9930-40df-bbef-1731063f72e1
bim_mapping.ifc_guid | DTP_Template | 2026-06-05 | IFC_Core | Component | Passenger Lift 02 | 50345f0e-9930-40df-bbef-1731063f72e1 |  | JSON/COBie/IFC | IfcTransportElement | 50345f0e-9930-40df-bbef-1731063f72e1 | assets[].bim_mapping.ifc_guid | 07_IFC_Metadata_EAV | 50345f0e-9930-40df-bbef-1731063f72e1
bim_mapping.ifc_entity | DTP_Template | 2026-06-05 | IFC_Core | Component | Passenger Lift 02 | IfcTransportElement |  | JSON/COBie/IFC | IfcTransportElement | 50345f0e-9930-40df-bbef-1731063f72e1 | assets[].bim_mapping.ifc_entity | 07_IFC_Metadata_EAV | 50345f0e-9930-40df-bbef-1731063f72e1
bim_mapping.ifc_name | DTP_Template | 2026-06-05 | IFC_Core | Component | Passenger Lift 02 | Passenger Lift 02 |  | JSON/COBie/IFC | IfcTransportElement | 50345f0e-9930-40df-bbef-1731063f72e1 | assets[].bim_mapping.ifc_name | 07_IFC_Metadata_EAV | 50345f0e-9930-40df-bbef-1731063f72e1
bim_mapping.source_model_id | DTP_Template | 2026-06-05 | IFC_Core | Component | Passenger Lift 02 | IFC-MEP-001 |  | JSON/COBie/IFC | IfcTransportElement | 50345f0e-9930-40df-bbef-1731063f72e1 | assets[].bim_mapping.source_model_id | 07_IFC_Metadata_EAV | 50345f0e-9930-40df-bbef-1731063f72e1
bim_mapping.global_id_locked | DTP_Template | 2026-06-05 | IFC_Core | Component | Passenger Lift 02 | TRUE |  | JSON/COBie/IFC | IfcTransportElement | 50345f0e-9930-40df-bbef-1731063f72e1 | assets[].bim_mapping.global_id_locked | 07_IFC_Metadata_EAV | 50345f0e-9930-40df-bbef-1731063f72e1
cobie_mapping.component_name | DTP_Template | 2026-06-05 | Asset_Metadata | Component | Passenger Lift 02 | LIFT-02 |  | JSON/COBie/IFC | IfcTransportElement | 50345f0e-9930-40df-bbef-1731063f72e1 | assets[].cobie_mapping.component_name | 07_IFC_Metadata_EAV | 50345f0e-9930-40df-bbef-1731063f72e1
cobie_mapping.type_name | DTP_Template | 2026-06-05 | Asset_Metadata | Component | Passenger Lift 02 | PassengerLift |  | JSON/COBie/IFC | IfcTransportElement | 50345f0e-9930-40df-bbef-1731063f72e1 | assets[].cobie_mapping.type_name | 07_IFC_Metadata_EAV | 50345f0e-9930-40df-bbef-1731063f72e1
cobie_mapping.system_name | DTP_Template | 2026-06-05 | Asset_Metadata | Component | Passenger Lift 02 | Vertical Transportation |  | JSON/COBie/IFC | IfcTransportElement | 50345f0e-9930-40df-bbef-1731063f72e1 | assets[].cobie_mapping.system_name | 07_IFC_Metadata_EAV | 50345f0e-9930-40df-bbef-1731063f72e1
cobie_mapping.space_name | DTP_Template | 2026-06-05 | Asset_Metadata | Component | Passenger Lift 02 | SP-ROOF-ELEV-MACHINE |  | JSON/COBie/IFC | IfcTransportElement | 50345f0e-9930-40df-bbef-1731063f72e1 | assets[].cobie_mapping.space_name | 07_IFC_Metadata_EAV | 50345f0e-9930-40df-bbef-1731063f72e1
manufacturer_data.manufacturer | DTP_Template | 2026-06-05 | LOI_Manufacturer | Component | Passenger Lift 02 | KONE |  | JSON/COBie/IFC | IfcTransportElement | 50345f0e-9930-40df-bbef-1731063f72e1 | assets[].manufacturer_data.manufacturer | 07_IFC_Metadata_EAV | 50345f0e-9930-40df-bbef-1731063f72e1
manufacturer_data.model | DTP_Template | 2026-06-05 | LOI_Manufacturer | Component | Passenger Lift 02 | MonoSpace |  | JSON/COBie/IFC | IfcTransportElement | 50345f0e-9930-40df-bbef-1731063f72e1 | assets[].manufacturer_data.model | 07_IFC_Metadata_EAV | 50345f0e-9930-40df-bbef-1731063f72e1
manufacturer_data.serial_number | DTP_Template | 2026-06-05 | LOI_Manufacturer | Component | Passenger Lift 02 | SN-LIFT-02 |  | JSON/COBie/IFC | IfcTransportElement | 50345f0e-9930-40df-bbef-1731063f72e1 | assets[].manufacturer_data.serial_number | 07_IFC_Metadata_EAV | 50345f0e-9930-40df-bbef-1731063f72e1
manufacturer_data.installation_date | DTP_Template | 2026-06-05 | LOI_Manufacturer | Component | Passenger Lift 02 | 2026-05-15 |  | JSON/COBie/IFC | IfcTransportElement | 50345f0e-9930-40df-bbef-1731063f72e1 | assets[].manufacturer_data.installation_date | 07_IFC_Metadata_EAV | 50345f0e-9930-40df-bbef-1731063f72e1
manufacturer_data.warranty_start_date | DTP_Template | 2026-06-05 | LOI_Manufacturer | Component | Passenger Lift 02 | 2026-06-01 |  | JSON/COBie/IFC | IfcTransportElement | 50345f0e-9930-40df-bbef-1731063f72e1 | assets[].manufacturer_data.warranty_start_date | 07_IFC_Metadata_EAV | 50345f0e-9930-40df-bbef-1731063f72e1
manufacturer_data.warranty_end_date | DTP_Template | 2026-06-05 | LOI_Manufacturer | Component | Passenger Lift 02 | 2028-06-01 |  | JSON/COBie/IFC | IfcTransportElement | 50345f0e-9930-40df-bbef-1731063f72e1 | assets[].manufacturer_data.warranty_end_date | 07_IFC_Metadata_EAV | 50345f0e-9930-40df-bbef-1731063f72e1
operation_data.maintainable | DTP_Template | 2026-06-05 | LOI_Operation_Maintenance | Component | Passenger Lift 02 | TRUE |  | JSON/COBie/IFC | IfcTransportElement | 50345f0e-9930-40df-bbef-1731063f72e1 | assets[].operation_data.maintainable | 07_IFC_Metadata_EAV | 50345f0e-9930-40df-bbef-1731063f72e1
operation_data.criticality | DTP_Template | 2026-06-05 | LOI_Operation_Maintenance | Component | Passenger Lift 02 | High |  | JSON/COBie/IFC | IfcTransportElement | 50345f0e-9930-40df-bbef-1731063f72e1 | assets[].operation_data.criticality | 07_IFC_Metadata_EAV | 50345f0e-9930-40df-bbef-1731063f72e1
operation_data.expected_life_years | DTP_Template | 2026-06-05 | LOI_Operation_Maintenance | Component | Passenger Lift 02 | 15 |  | JSON/COBie/IFC | IfcTransportElement | 50345f0e-9930-40df-bbef-1731063f72e1 | assets[].operation_data.expected_life_years | 07_IFC_Metadata_EAV | 50345f0e-9930-40df-bbef-1731063f72e1
operation_data.maintenance_strategy | DTP_Template | 2026-06-05 | LOI_Operation_Maintenance | Component | Passenger Lift 02 | preventive_and_condition_based |  | JSON/COBie/IFC | IfcTransportElement | 50345f0e-9930-40df-bbef-1731063f72e1 | assets[].operation_data.maintenance_strategy | 07_IFC_Metadata_EAV | 50345f0e-9930-40df-bbef-1731063f72e1
operation_data.cmms_asset_id | DTP_Template | 2026-06-05 | LOI_Operation_Maintenance | Component | Passenger Lift 02 | CMMS-LIFT-02 |  | JSON/COBie/IFC | IfcTransportElement | 50345f0e-9930-40df-bbef-1731063f72e1 | assets[].operation_data.cmms_asset_id | 07_IFC_Metadata_EAV | 50345f0e-9930-40df-bbef-1731063f72e1
operation_data.spare_part_group | DTP_Template | 2026-06-05 | LOI_Operation_Maintenance | Component | Passenger Lift 02 | SPARE-LIFT |  | JSON/COBie/IFC | IfcTransportElement | 50345f0e-9930-40df-bbef-1731063f72e1 | assets[].operation_data.spare_part_group | 07_IFC_Metadata_EAV | 50345f0e-9930-40df-bbef-1731063f72e1
operation_data.manual_url | DTP_Template | 2026-06-05 | LOI_Operation_Maintenance | Component | Passenger Lift 02 | https://example.com/om_manuals/LIFT-02.pdf |  | JSON/COBie/IFC | IfcTransportElement | 50345f0e-9930-40df-bbef-1731063f72e1 | assets[].operation_data.manual_url | 07_IFC_Metadata_EAV | 50345f0e-9930-40df-bbef-1731063f72e1
digital_twin.dt_entity_type | DTP_Template | 2026-06-05 | DTP_Metadata | Component | Passenger Lift 02 | asset |  | JSON/COBie/IFC | IfcTransportElement | 50345f0e-9930-40df-bbef-1731063f72e1 | assets[].digital_twin.dt_entity_type | 07_IFC_Metadata_EAV | 50345f0e-9930-40df-bbef-1731063f72e1
digital_twin.state_source | DTP_Template | 2026-06-05 | DTP_Metadata | Component | Passenger Lift 02 | BMS/IoT/CMMS |  | JSON/COBie/IFC | IfcTransportElement | 50345f0e-9930-40df-bbef-1731063f72e1 | assets[].digital_twin.state_source | 07_IFC_Metadata_EAV | 50345f0e-9930-40df-bbef-1731063f72e1
digital_twin.realtime_enabled | DTP_Template | 2026-06-05 | DTP_Metadata | Component | Passenger Lift 02 | TRUE |  | JSON/COBie/IFC | IfcTransportElement | 50345f0e-9930-40df-bbef-1731063f72e1 | assets[].digital_twin.realtime_enabled | 07_IFC_Metadata_EAV | 50345f0e-9930-40df-bbef-1731063f72e1
digital_twin.history_enabled | DTP_Template | 2026-06-05 | DTP_Metadata | Component | Passenger Lift 02 | TRUE |  | JSON/COBie/IFC | IfcTransportElement | 50345f0e-9930-40df-bbef-1731063f72e1 | assets[].digital_twin.history_enabled | 07_IFC_Metadata_EAV | 50345f0e-9930-40df-bbef-1731063f72e1
digital_twin.visual_selectable | DTP_Template | 2026-06-05 | DTP_Metadata | Component | Passenger Lift 02 | TRUE |  | JSON/COBie/IFC | IfcTransportElement | 50345f0e-9930-40df-bbef-1731063f72e1 | assets[].digital_twin.visual_selectable | 07_IFC_Metadata_EAV | 50345f0e-9930-40df-bbef-1731063f72e1
digital_twin.visual_highlight_layer | DTP_Template | 2026-06-05 | DTP_Metadata | Component | Passenger Lift 02 | LAYER-ASSET-VERTICAL-TRANSPORTATION |  | JSON/COBie/IFC | IfcTransportElement | 50345f0e-9930-40df-bbef-1731063f72e1 | assets[].digital_twin.visual_highlight_layer | 07_IFC_Metadata_EAV | 50345f0e-9930-40df-bbef-1731063f72e1
tags[0] | DTP_Template | 2026-06-05 | Asset_Metadata | Component | Passenger Lift 02 | vertical_transportation |  | JSON/COBie/IFC | IfcTransportElement | 50345f0e-9930-40df-bbef-1731063f72e1 | assets[].tags[0] | 07_IFC_Metadata_EAV | 50345f0e-9930-40df-bbef-1731063f72e1
tags[1] | DTP_Template | 2026-06-05 | Asset_Metadata | Component | Passenger Lift 02 | lift |  | JSON/COBie/IFC | IfcTransportElement | 50345f0e-9930-40df-bbef-1731063f72e1 | assets[].tags[1] | 07_IFC_Metadata_EAV | 50345f0e-9930-40df-bbef-1731063f72e1
tags[2] | DTP_Template | 2026-06-05 | Asset_Metadata | Component | Passenger Lift 02 | passengerlift |  | JSON/COBie/IFC | IfcTransportElement | 50345f0e-9930-40df-bbef-1731063f72e1 | assets[].tags[2] | 07_IFC_Metadata_EAV | 50345f0e-9930-40df-bbef-1731063f72e1
asset_id | DTP_Template | 2026-06-05 | Asset_Metadata | Component | Passenger Lift 03 | LIFT-03 |  | JSON/COBie/IFC | IfcTransportElement | 45d3a2aa-74c5-442e-a856-c77740a04c0f | assets[].asset_id | 07_IFC_Metadata_EAV | 45d3a2aa-74c5-442e-a856-c77740a04c0f
asset_name | DTP_Template | 2026-06-05 | Asset_Metadata | Component | Passenger Lift 03 | Passenger Lift 03 |  | JSON/COBie/IFC | IfcTransportElement | 45d3a2aa-74c5-442e-a856-c77740a04c0f | assets[].asset_name | 07_IFC_Metadata_EAV | 45d3a2aa-74c5-442e-a856-c77740a04c0f
asset_status | DTP_Template | 2026-06-05 | Asset_Metadata | Component | Passenger Lift 03 | in_service |  | JSON/COBie/IFC | IfcTransportElement | 45d3a2aa-74c5-442e-a856-c77740a04c0f | assets[].asset_status | 07_IFC_Metadata_EAV | 45d3a2aa-74c5-442e-a856-c77740a04c0f
system | DTP_Template | 2026-06-05 | Asset_Metadata | Component | Passenger Lift 03 | Vertical Transportation |  | JSON/COBie/IFC | IfcTransportElement | 45d3a2aa-74c5-442e-a856-c77740a04c0f | assets[].system | 07_IFC_Metadata_EAV | 45d3a2aa-74c5-442e-a856-c77740a04c0f
discipline | DTP_Template | 2026-06-05 | Asset_Metadata | Component | Passenger Lift 03 | MEP |  | JSON/COBie/IFC | IfcTransportElement | 45d3a2aa-74c5-442e-a856-c77740a04c0f | assets[].discipline | 07_IFC_Metadata_EAV | 45d3a2aa-74c5-442e-a856-c77740a04c0f
category | DTP_Template | 2026-06-05 | Asset_Metadata | Component | Passenger Lift 03 | Lift |  | JSON/COBie/IFC | IfcTransportElement | 45d3a2aa-74c5-442e-a856-c77740a04c0f | assets[].category | 07_IFC_Metadata_EAV | 45d3a2aa-74c5-442e-a856-c77740a04c0f
asset_type | DTP_Template | 2026-06-05 | Asset_Metadata | Component | Passenger Lift 03 | PassengerLift |  | JSON/COBie/IFC | IfcTransportElement | 45d3a2aa-74c5-442e-a856-c77740a04c0f | assets[].asset_type | 07_IFC_Metadata_EAV | 45d3a2aa-74c5-442e-a856-c77740a04c0f
classification.uniclass_code | DTP_Template | 2026-06-05 | LOI_Classification | Component | Passenger Lift 03 | placeholder |  | JSON/COBie/IFC | IfcTransportElement | 45d3a2aa-74c5-442e-a856-c77740a04c0f | assets[].classification.uniclass_code | 07_IFC_Metadata_EAV | 45d3a2aa-74c5-442e-a856-c77740a04c0f
classification.omniclass_code | DTP_Template | 2026-06-05 | LOI_Classification | Component | Passenger Lift 03 | placeholder |  | JSON/COBie/IFC | IfcTransportElement | 45d3a2aa-74c5-442e-a856-c77740a04c0f | assets[].classification.omniclass_code | 07_IFC_Metadata_EAV | 45d3a2aa-74c5-442e-a856-c77740a04c0f
classification.local_classification | DTP_Template | 2026-06-05 | LOI_Classification | Component | Passenger Lift 03 | Vertical Transportation/Lift/PassengerLift |  | JSON/COBie/IFC | IfcTransportElement | 45d3a2aa-74c5-442e-a856-c77740a04c0f | assets[].classification.local_classification | 07_IFC_Metadata_EAV | 45d3a2aa-74c5-442e-a856-c77740a04c0f
location.facility_id | DTP_Template | 2026-06-05 | LOI_Location | Component | Passenger Lift 03 | FAC-OFFICE-TOWER-A |  | JSON/COBie/IFC | IfcTransportElement | 45d3a2aa-74c5-442e-a856-c77740a04c0f | assets[].location.facility_id | 07_IFC_Metadata_EAV | 45d3a2aa-74c5-442e-a856-c77740a04c0f
location.floor_id | DTP_Template | 2026-06-05 | LOI_Location | Component | Passenger Lift 03 | FL-ROOF |  | JSON/COBie/IFC | IfcTransportElement | 45d3a2aa-74c5-442e-a856-c77740a04c0f | assets[].location.floor_id | 07_IFC_Metadata_EAV | 45d3a2aa-74c5-442e-a856-c77740a04c0f
location.space_id | DTP_Template | 2026-06-05 | LOI_Location | Component | Passenger Lift 03 | SP-ROOF-ELEV-MACHINE |  | JSON/COBie/IFC | IfcTransportElement | 45d3a2aa-74c5-442e-a856-c77740a04c0f | assets[].location.space_id | 07_IFC_Metadata_EAV | 45d3a2aa-74c5-442e-a856-c77740a04c0f
location.zone_id | DTP_Template | 2026-06-05 | LOI_Location | Component | Passenger Lift 03 | ZONE-ROOF-TECH |  | JSON/COBie/IFC | IfcTransportElement | 45d3a2aa-74c5-442e-a856-c77740a04c0f | assets[].location.zone_id | 07_IFC_Metadata_EAV | 45d3a2aa-74c5-442e-a856-c77740a04c0f
bim_mapping.ifc_guid | DTP_Template | 2026-06-05 | IFC_Core | Component | Passenger Lift 03 | 45d3a2aa-74c5-442e-a856-c77740a04c0f |  | JSON/COBie/IFC | IfcTransportElement | 45d3a2aa-74c5-442e-a856-c77740a04c0f | assets[].bim_mapping.ifc_guid | 07_IFC_Metadata_EAV | 45d3a2aa-74c5-442e-a856-c77740a04c0f
bim_mapping.ifc_entity | DTP_Template | 2026-06-05 | IFC_Core | Component | Passenger Lift 03 | IfcTransportElement |  | JSON/COBie/IFC | IfcTransportElement | 45d3a2aa-74c5-442e-a856-c77740a04c0f | assets[].bim_mapping.ifc_entity | 07_IFC_Metadata_EAV | 45d3a2aa-74c5-442e-a856-c77740a04c0f
bim_mapping.ifc_name | DTP_Template | 2026-06-05 | IFC_Core | Component | Passenger Lift 03 | Passenger Lift 03 |  | JSON/COBie/IFC | IfcTransportElement | 45d3a2aa-74c5-442e-a856-c77740a04c0f | assets[].bim_mapping.ifc_name | 07_IFC_Metadata_EAV | 45d3a2aa-74c5-442e-a856-c77740a04c0f
bim_mapping.source_model_id | DTP_Template | 2026-06-05 | IFC_Core | Component | Passenger Lift 03 | IFC-MEP-001 |  | JSON/COBie/IFC | IfcTransportElement | 45d3a2aa-74c5-442e-a856-c77740a04c0f | assets[].bim_mapping.source_model_id | 07_IFC_Metadata_EAV | 45d3a2aa-74c5-442e-a856-c77740a04c0f
bim_mapping.global_id_locked | DTP_Template | 2026-06-05 | IFC_Core | Component | Passenger Lift 03 | TRUE |  | JSON/COBie/IFC | IfcTransportElement | 45d3a2aa-74c5-442e-a856-c77740a04c0f | assets[].bim_mapping.global_id_locked | 07_IFC_Metadata_EAV | 45d3a2aa-74c5-442e-a856-c77740a04c0f
cobie_mapping.component_name | DTP_Template | 2026-06-05 | Asset_Metadata | Component | Passenger Lift 03 | LIFT-03 |  | JSON/COBie/IFC | IfcTransportElement | 45d3a2aa-74c5-442e-a856-c77740a04c0f | assets[].cobie_mapping.component_name | 07_IFC_Metadata_EAV | 45d3a2aa-74c5-442e-a856-c77740a04c0f
cobie_mapping.type_name | DTP_Template | 2026-06-05 | Asset_Metadata | Component | Passenger Lift 03 | PassengerLift |  | JSON/COBie/IFC | IfcTransportElement | 45d3a2aa-74c5-442e-a856-c77740a04c0f | assets[].cobie_mapping.type_name | 07_IFC_Metadata_EAV | 45d3a2aa-74c5-442e-a856-c77740a04c0f
cobie_mapping.system_name | DTP_Template | 2026-06-05 | Asset_Metadata | Component | Passenger Lift 03 | Vertical Transportation |  | JSON/COBie/IFC | IfcTransportElement | 45d3a2aa-74c5-442e-a856-c77740a04c0f | assets[].cobie_mapping.system_name | 07_IFC_Metadata_EAV | 45d3a2aa-74c5-442e-a856-c77740a04c0f
cobie_mapping.space_name | DTP_Template | 2026-06-05 | Asset_Metadata | Component | Passenger Lift 03 | SP-ROOF-ELEV-MACHINE |  | JSON/COBie/IFC | IfcTransportElement | 45d3a2aa-74c5-442e-a856-c77740a04c0f | assets[].cobie_mapping.space_name | 07_IFC_Metadata_EAV | 45d3a2aa-74c5-442e-a856-c77740a04c0f
manufacturer_data.manufacturer | DTP_Template | 2026-06-05 | LOI_Manufacturer | Component | Passenger Lift 03 | KONE |  | JSON/COBie/IFC | IfcTransportElement | 45d3a2aa-74c5-442e-a856-c77740a04c0f | assets[].manufacturer_data.manufacturer | 07_IFC_Metadata_EAV | 45d3a2aa-74c5-442e-a856-c77740a04c0f
manufacturer_data.model | DTP_Template | 2026-06-05 | LOI_Manufacturer | Component | Passenger Lift 03 | MonoSpace |  | JSON/COBie/IFC | IfcTransportElement | 45d3a2aa-74c5-442e-a856-c77740a04c0f | assets[].manufacturer_data.model | 07_IFC_Metadata_EAV | 45d3a2aa-74c5-442e-a856-c77740a04c0f
manufacturer_data.serial_number | DTP_Template | 2026-06-05 | LOI_Manufacturer | Component | Passenger Lift 03 | SN-LIFT-03 |  | JSON/COBie/IFC | IfcTransportElement | 45d3a2aa-74c5-442e-a856-c77740a04c0f | assets[].manufacturer_data.serial_number | 07_IFC_Metadata_EAV | 45d3a2aa-74c5-442e-a856-c77740a04c0f
manufacturer_data.installation_date | DTP_Template | 2026-06-05 | LOI_Manufacturer | Component | Passenger Lift 03 | 2026-05-15 |  | JSON/COBie/IFC | IfcTransportElement | 45d3a2aa-74c5-442e-a856-c77740a04c0f | assets[].manufacturer_data.installation_date | 07_IFC_Metadata_EAV | 45d3a2aa-74c5-442e-a856-c77740a04c0f
manufacturer_data.warranty_start_date | DTP_Template | 2026-06-05 | LOI_Manufacturer | Component | Passenger Lift 03 | 2026-06-01 |  | JSON/COBie/IFC | IfcTransportElement | 45d3a2aa-74c5-442e-a856-c77740a04c0f | assets[].manufacturer_data.warranty_start_date | 07_IFC_Metadata_EAV | 45d3a2aa-74c5-442e-a856-c77740a04c0f
manufacturer_data.warranty_end_date | DTP_Template | 2026-06-05 | LOI_Manufacturer | Component | Passenger Lift 03 | 2028-06-01 |  | JSON/COBie/IFC | IfcTransportElement | 45d3a2aa-74c5-442e-a856-c77740a04c0f | assets[].manufacturer_data.warranty_end_date | 07_IFC_Metadata_EAV | 45d3a2aa-74c5-442e-a856-c77740a04c0f
operation_data.maintainable | DTP_Template | 2026-06-05 | LOI_Operation_Maintenance | Component | Passenger Lift 03 | TRUE |  | JSON/COBie/IFC | IfcTransportElement | 45d3a2aa-74c5-442e-a856-c77740a04c0f | assets[].operation_data.maintainable | 07_IFC_Metadata_EAV | 45d3a2aa-74c5-442e-a856-c77740a04c0f
operation_data.criticality | DTP_Template | 2026-06-05 | LOI_Operation_Maintenance | Component | Passenger Lift 03 | High |  | JSON/COBie/IFC | IfcTransportElement | 45d3a2aa-74c5-442e-a856-c77740a04c0f | assets[].operation_data.criticality | 07_IFC_Metadata_EAV | 45d3a2aa-74c5-442e-a856-c77740a04c0f
operation_data.expected_life_years | DTP_Template | 2026-06-05 | LOI_Operation_Maintenance | Component | Passenger Lift 03 | 15 |  | JSON/COBie/IFC | IfcTransportElement | 45d3a2aa-74c5-442e-a856-c77740a04c0f | assets[].operation_data.expected_life_years | 07_IFC_Metadata_EAV | 45d3a2aa-74c5-442e-a856-c77740a04c0f
operation_data.maintenance_strategy | DTP_Template | 2026-06-05 | LOI_Operation_Maintenance | Component | Passenger Lift 03 | preventive_and_condition_based |  | JSON/COBie/IFC | IfcTransportElement | 45d3a2aa-74c5-442e-a856-c77740a04c0f | assets[].operation_data.maintenance_strategy | 07_IFC_Metadata_EAV | 45d3a2aa-74c5-442e-a856-c77740a04c0f
operation_data.cmms_asset_id | DTP_Template | 2026-06-05 | LOI_Operation_Maintenance | Component | Passenger Lift 03 | CMMS-LIFT-03 |  | JSON/COBie/IFC | IfcTransportElement | 45d3a2aa-74c5-442e-a856-c77740a04c0f | assets[].operation_data.cmms_asset_id | 07_IFC_Metadata_EAV | 45d3a2aa-74c5-442e-a856-c77740a04c0f
operation_data.spare_part_group | DTP_Template | 2026-06-05 | LOI_Operation_Maintenance | Component | Passenger Lift 03 | SPARE-LIFT |  | JSON/COBie/IFC | IfcTransportElement | 45d3a2aa-74c5-442e-a856-c77740a04c0f | assets[].operation_data.spare_part_group | 07_IFC_Metadata_EAV | 45d3a2aa-74c5-442e-a856-c77740a04c0f
operation_data.manual_url | DTP_Template | 2026-06-05 | LOI_Operation_Maintenance | Component | Passenger Lift 03 | https://example.com/om_manuals/LIFT-03.pdf |  | JSON/COBie/IFC | IfcTransportElement | 45d3a2aa-74c5-442e-a856-c77740a04c0f | assets[].operation_data.manual_url | 07_IFC_Metadata_EAV | 45d3a2aa-74c5-442e-a856-c77740a04c0f
digital_twin.dt_entity_type | DTP_Template | 2026-06-05 | DTP_Metadata | Component | Passenger Lift 03 | asset |  | JSON/COBie/IFC | IfcTransportElement | 45d3a2aa-74c5-442e-a856-c77740a04c0f | assets[].digital_twin.dt_entity_type | 07_IFC_Metadata_EAV | 45d3a2aa-74c5-442e-a856-c77740a04c0f
digital_twin.state_source | DTP_Template | 2026-06-05 | DTP_Metadata | Component | Passenger Lift 03 | BMS/IoT/CMMS |  | JSON/COBie/IFC | IfcTransportElement | 45d3a2aa-74c5-442e-a856-c77740a04c0f | assets[].digital_twin.state_source | 07_IFC_Metadata_EAV | 45d3a2aa-74c5-442e-a856-c77740a04c0f
digital_twin.realtime_enabled | DTP_Template | 2026-06-05 | DTP_Metadata | Component | Passenger Lift 03 | TRUE |  | JSON/COBie/IFC | IfcTransportElement | 45d3a2aa-74c5-442e-a856-c77740a04c0f | assets[].digital_twin.realtime_enabled | 07_IFC_Metadata_EAV | 45d3a2aa-74c5-442e-a856-c77740a04c0f
digital_twin.history_enabled | DTP_Template | 2026-06-05 | DTP_Metadata | Component | Passenger Lift 03 | TRUE |  | JSON/COBie/IFC | IfcTransportElement | 45d3a2aa-74c5-442e-a856-c77740a04c0f | assets[].digital_twin.history_enabled | 07_IFC_Metadata_EAV | 45d3a2aa-74c5-442e-a856-c77740a04c0f
digital_twin.visual_selectable | DTP_Template | 2026-06-05 | DTP_Metadata | Component | Passenger Lift 03 | TRUE |  | JSON/COBie/IFC | IfcTransportElement | 45d3a2aa-74c5-442e-a856-c77740a04c0f | assets[].digital_twin.visual_selectable | 07_IFC_Metadata_EAV | 45d3a2aa-74c5-442e-a856-c77740a04c0f
digital_twin.visual_highlight_layer | DTP_Template | 2026-06-05 | DTP_Metadata | Component | Passenger Lift 03 | LAYER-ASSET-VERTICAL-TRANSPORTATION |  | JSON/COBie/IFC | IfcTransportElement | 45d3a2aa-74c5-442e-a856-c77740a04c0f | assets[].digital_twin.visual_highlight_layer | 07_IFC_Metadata_EAV | 45d3a2aa-74c5-442e-a856-c77740a04c0f
tags[0] | DTP_Template | 2026-06-05 | Asset_Metadata | Component | Passenger Lift 03 | vertical_transportation |  | JSON/COBie/IFC | IfcTransportElement | 45d3a2aa-74c5-442e-a856-c77740a04c0f | assets[].tags[0] | 07_IFC_Metadata_EAV | 45d3a2aa-74c5-442e-a856-c77740a04c0f
tags[1] | DTP_Template | 2026-06-05 | Asset_Metadata | Component | Passenger Lift 03 | lift |  | JSON/COBie/IFC | IfcTransportElement | 45d3a2aa-74c5-442e-a856-c77740a04c0f | assets[].tags[1] | 07_IFC_Metadata_EAV | 45d3a2aa-74c5-442e-a856-c77740a04c0f
tags[2] | DTP_Template | 2026-06-05 | Asset_Metadata | Component | Passenger Lift 03 | passengerlift |  | JSON/COBie/IFC | IfcTransportElement | 45d3a2aa-74c5-442e-a856-c77740a04c0f | assets[].tags[2] | 07_IFC_Metadata_EAV | 45d3a2aa-74c5-442e-a856-c77740a04c0f
asset_id | DTP_Template | 2026-06-05 | Asset_Metadata | Component | Passenger Lift 04 | LIFT-04 |  | JSON/COBie/IFC | IfcTransportElement | 3f37678f-3694-424c-9574-5207baf210c9 | assets[].asset_id | 07_IFC_Metadata_EAV | 3f37678f-3694-424c-9574-5207baf210c9
asset_name | DTP_Template | 2026-06-05 | Asset_Metadata | Component | Passenger Lift 04 | Passenger Lift 04 |  | JSON/COBie/IFC | IfcTransportElement | 3f37678f-3694-424c-9574-5207baf210c9 | assets[].asset_name | 07_IFC_Metadata_EAV | 3f37678f-3694-424c-9574-5207baf210c9
asset_status | DTP_Template | 2026-06-05 | Asset_Metadata | Component | Passenger Lift 04 | in_service |  | JSON/COBie/IFC | IfcTransportElement | 3f37678f-3694-424c-9574-5207baf210c9 | assets[].asset_status | 07_IFC_Metadata_EAV | 3f37678f-3694-424c-9574-5207baf210c9
system | DTP_Template | 2026-06-05 | Asset_Metadata | Component | Passenger Lift 04 | Vertical Transportation |  | JSON/COBie/IFC | IfcTransportElement | 3f37678f-3694-424c-9574-5207baf210c9 | assets[].system | 07_IFC_Metadata_EAV | 3f37678f-3694-424c-9574-5207baf210c9
discipline | DTP_Template | 2026-06-05 | Asset_Metadata | Component | Passenger Lift 04 | MEP |  | JSON/COBie/IFC | IfcTransportElement | 3f37678f-3694-424c-9574-5207baf210c9 | assets[].discipline | 07_IFC_Metadata_EAV | 3f37678f-3694-424c-9574-5207baf210c9
category | DTP_Template | 2026-06-05 | Asset_Metadata | Component | Passenger Lift 04 | Lift |  | JSON/COBie/IFC | IfcTransportElement | 3f37678f-3694-424c-9574-5207baf210c9 | assets[].category | 07_IFC_Metadata_EAV | 3f37678f-3694-424c-9574-5207baf210c9
asset_type | DTP_Template | 2026-06-05 | Asset_Metadata | Component | Passenger Lift 04 | PassengerLift |  | JSON/COBie/IFC | IfcTransportElement | 3f37678f-3694-424c-9574-5207baf210c9 | assets[].asset_type | 07_IFC_Metadata_EAV | 3f37678f-3694-424c-9574-5207baf210c9
classification.uniclass_code | DTP_Template | 2026-06-05 | LOI_Classification | Component | Passenger Lift 04 | placeholder |  | JSON/COBie/IFC | IfcTransportElement | 3f37678f-3694-424c-9574-5207baf210c9 | assets[].classification.uniclass_code | 07_IFC_Metadata_EAV | 3f37678f-3694-424c-9574-5207baf210c9
classification.omniclass_code | DTP_Template | 2026-06-05 | LOI_Classification | Component | Passenger Lift 04 | placeholder |  | JSON/COBie/IFC | IfcTransportElement | 3f37678f-3694-424c-9574-5207baf210c9 | assets[].classification.omniclass_code | 07_IFC_Metadata_EAV | 3f37678f-3694-424c-9574-5207baf210c9
classification.local_classification | DTP_Template | 2026-06-05 | LOI_Classification | Component | Passenger Lift 04 | Vertical Transportation/Lift/PassengerLift |  | JSON/COBie/IFC | IfcTransportElement | 3f37678f-3694-424c-9574-5207baf210c9 | assets[].classification.local_classification | 07_IFC_Metadata_EAV | 3f37678f-3694-424c-9574-5207baf210c9
location.facility_id | DTP_Template | 2026-06-05 | LOI_Location | Component | Passenger Lift 04 | FAC-OFFICE-TOWER-A |  | JSON/COBie/IFC | IfcTransportElement | 3f37678f-3694-424c-9574-5207baf210c9 | assets[].location.facility_id | 07_IFC_Metadata_EAV | 3f37678f-3694-424c-9574-5207baf210c9
location.floor_id | DTP_Template | 2026-06-05 | LOI_Location | Component | Passenger Lift 04 | FL-ROOF |  | JSON/COBie/IFC | IfcTransportElement | 3f37678f-3694-424c-9574-5207baf210c9 | assets[].location.floor_id | 07_IFC_Metadata_EAV | 3f37678f-3694-424c-9574-5207baf210c9
location.space_id | DTP_Template | 2026-06-05 | LOI_Location | Component | Passenger Lift 04 | SP-ROOF-ELEV-MACHINE |  | JSON/COBie/IFC | IfcTransportElement | 3f37678f-3694-424c-9574-5207baf210c9 | assets[].location.space_id | 07_IFC_Metadata_EAV | 3f37678f-3694-424c-9574-5207baf210c9
location.zone_id | DTP_Template | 2026-06-05 | LOI_Location | Component | Passenger Lift 04 | ZONE-ROOF-TECH |  | JSON/COBie/IFC | IfcTransportElement | 3f37678f-3694-424c-9574-5207baf210c9 | assets[].location.zone_id | 07_IFC_Metadata_EAV | 3f37678f-3694-424c-9574-5207baf210c9
bim_mapping.ifc_guid | DTP_Template | 2026-06-05 | IFC_Core | Component | Passenger Lift 04 | 3f37678f-3694-424c-9574-5207baf210c9 |  | JSON/COBie/IFC | IfcTransportElement | 3f37678f-3694-424c-9574-5207baf210c9 | assets[].bim_mapping.ifc_guid | 07_IFC_Metadata_EAV | 3f37678f-3694-424c-9574-5207baf210c9
bim_mapping.ifc_entity | DTP_Template | 2026-06-05 | IFC_Core | Component | Passenger Lift 04 | IfcTransportElement |  | JSON/COBie/IFC | IfcTransportElement | 3f37678f-3694-424c-9574-5207baf210c9 | assets[].bim_mapping.ifc_entity | 07_IFC_Metadata_EAV | 3f37678f-3694-424c-9574-5207baf210c9
bim_mapping.ifc_name | DTP_Template | 2026-06-05 | IFC_Core | Component | Passenger Lift 04 | Passenger Lift 04 |  | JSON/COBie/IFC | IfcTransportElement | 3f37678f-3694-424c-9574-5207baf210c9 | assets[].bim_mapping.ifc_name | 07_IFC_Metadata_EAV | 3f37678f-3694-424c-9574-5207baf210c9
bim_mapping.source_model_id | DTP_Template | 2026-06-05 | IFC_Core | Component | Passenger Lift 04 | IFC-MEP-001 |  | JSON/COBie/IFC | IfcTransportElement | 3f37678f-3694-424c-9574-5207baf210c9 | assets[].bim_mapping.source_model_id | 07_IFC_Metadata_EAV | 3f37678f-3694-424c-9574-5207baf210c9
bim_mapping.global_id_locked | DTP_Template | 2026-06-05 | IFC_Core | Component | Passenger Lift 04 | TRUE |  | JSON/COBie/IFC | IfcTransportElement | 3f37678f-3694-424c-9574-5207baf210c9 | assets[].bim_mapping.global_id_locked | 07_IFC_Metadata_EAV | 3f37678f-3694-424c-9574-5207baf210c9
cobie_mapping.component_name | DTP_Template | 2026-06-05 | Asset_Metadata | Component | Passenger Lift 04 | LIFT-04 |  | JSON/COBie/IFC | IfcTransportElement | 3f37678f-3694-424c-9574-5207baf210c9 | assets[].cobie_mapping.component_name | 07_IFC_Metadata_EAV | 3f37678f-3694-424c-9574-5207baf210c9
cobie_mapping.type_name | DTP_Template | 2026-06-05 | Asset_Metadata | Component | Passenger Lift 04 | PassengerLift |  | JSON/COBie/IFC | IfcTransportElement | 3f37678f-3694-424c-9574-5207baf210c9 | assets[].cobie_mapping.type_name | 07_IFC_Metadata_EAV | 3f37678f-3694-424c-9574-5207baf210c9
cobie_mapping.system_name | DTP_Template | 2026-06-05 | Asset_Metadata | Component | Passenger Lift 04 | Vertical Transportation |  | JSON/COBie/IFC | IfcTransportElement | 3f37678f-3694-424c-9574-5207baf210c9 | assets[].cobie_mapping.system_name | 07_IFC_Metadata_EAV | 3f37678f-3694-424c-9574-5207baf210c9
cobie_mapping.space_name | DTP_Template | 2026-06-05 | Asset_Metadata | Component | Passenger Lift 04 | SP-ROOF-ELEV-MACHINE |  | JSON/COBie/IFC | IfcTransportElement | 3f37678f-3694-424c-9574-5207baf210c9 | assets[].cobie_mapping.space_name | 07_IFC_Metadata_EAV | 3f37678f-3694-424c-9574-5207baf210c9
manufacturer_data.manufacturer | DTP_Template | 2026-06-05 | LOI_Manufacturer | Component | Passenger Lift 04 | KONE |  | JSON/COBie/IFC | IfcTransportElement | 3f37678f-3694-424c-9574-5207baf210c9 | assets[].manufacturer_data.manufacturer | 07_IFC_Metadata_EAV | 3f37678f-3694-424c-9574-5207baf210c9
manufacturer_data.model | DTP_Template | 2026-06-05 | LOI_Manufacturer | Component | Passenger Lift 04 | MonoSpace |  | JSON/COBie/IFC | IfcTransportElement | 3f37678f-3694-424c-9574-5207baf210c9 | assets[].manufacturer_data.model | 07_IFC_Metadata_EAV | 3f37678f-3694-424c-9574-5207baf210c9
manufacturer_data.serial_number | DTP_Template | 2026-06-05 | LOI_Manufacturer | Component | Passenger Lift 04 | SN-LIFT-04 |  | JSON/COBie/IFC | IfcTransportElement | 3f37678f-3694-424c-9574-5207baf210c9 | assets[].manufacturer_data.serial_number | 07_IFC_Metadata_EAV | 3f37678f-3694-424c-9574-5207baf210c9
manufacturer_data.installation_date | DTP_Template | 2026-06-05 | LOI_Manufacturer | Component | Passenger Lift 04 | 2026-05-15 |  | JSON/COBie/IFC | IfcTransportElement | 3f37678f-3694-424c-9574-5207baf210c9 | assets[].manufacturer_data.installation_date | 07_IFC_Metadata_EAV | 3f37678f-3694-424c-9574-5207baf210c9
manufacturer_data.warranty_start_date | DTP_Template | 2026-06-05 | LOI_Manufacturer | Component | Passenger Lift 04 | 2026-06-01 |  | JSON/COBie/IFC | IfcTransportElement | 3f37678f-3694-424c-9574-5207baf210c9 | assets[].manufacturer_data.warranty_start_date | 07_IFC_Metadata_EAV | 3f37678f-3694-424c-9574-5207baf210c9
manufacturer_data.warranty_end_date | DTP_Template | 2026-06-05 | LOI_Manufacturer | Component | Passenger Lift 04 | 2028-06-01 |  | JSON/COBie/IFC | IfcTransportElement | 3f37678f-3694-424c-9574-5207baf210c9 | assets[].manufacturer_data.warranty_end_date | 07_IFC_Metadata_EAV | 3f37678f-3694-424c-9574-5207baf210c9
operation_data.maintainable | DTP_Template | 2026-06-05 | LOI_Operation_Maintenance | Component | Passenger Lift 04 | TRUE |  | JSON/COBie/IFC | IfcTransportElement | 3f37678f-3694-424c-9574-5207baf210c9 | assets[].operation_data.maintainable | 07_IFC_Metadata_EAV | 3f37678f-3694-424c-9574-5207baf210c9
operation_data.criticality | DTP_Template | 2026-06-05 | LOI_Operation_Maintenance | Component | Passenger Lift 04 | High |  | JSON/COBie/IFC | IfcTransportElement | 3f37678f-3694-424c-9574-5207baf210c9 | assets[].operation_data.criticality | 07_IFC_Metadata_EAV | 3f37678f-3694-424c-9574-5207baf210c9
operation_data.expected_life_years | DTP_Template | 2026-06-05 | LOI_Operation_Maintenance | Component | Passenger Lift 04 | 15 |  | JSON/COBie/IFC | IfcTransportElement | 3f37678f-3694-424c-9574-5207baf210c9 | assets[].operation_data.expected_life_years | 07_IFC_Metadata_EAV | 3f37678f-3694-424c-9574-5207baf210c9
operation_data.maintenance_strategy | DTP_Template | 2026-06-05 | LOI_Operation_Maintenance | Component | Passenger Lift 04 | preventive_and_condition_based |  | JSON/COBie/IFC | IfcTransportElement | 3f37678f-3694-424c-9574-5207baf210c9 | assets[].operation_data.maintenance_strategy | 07_IFC_Metadata_EAV | 3f37678f-3694-424c-9574-5207baf210c9
operation_data.cmms_asset_id | DTP_Template | 2026-06-05 | LOI_Operation_Maintenance | Component | Passenger Lift 04 | CMMS-LIFT-04 |  | JSON/COBie/IFC | IfcTransportElement | 3f37678f-3694-424c-9574-5207baf210c9 | assets[].operation_data.cmms_asset_id | 07_IFC_Metadata_EAV | 3f37678f-3694-424c-9574-5207baf210c9
operation_data.spare_part_group | DTP_Template | 2026-06-05 | LOI_Operation_Maintenance | Component | Passenger Lift 04 | SPARE-LIFT |  | JSON/COBie/IFC | IfcTransportElement | 3f37678f-3694-424c-9574-5207baf210c9 | assets[].operation_data.spare_part_group | 07_IFC_Metadata_EAV | 3f37678f-3694-424c-9574-5207baf210c9
operation_data.manual_url | DTP_Template | 2026-06-05 | LOI_Operation_Maintenance | Component | Passenger Lift 04 | https://example.com/om_manuals/LIFT-04.pdf |  | JSON/COBie/IFC | IfcTransportElement | 3f37678f-3694-424c-9574-5207baf210c9 | assets[].operation_data.manual_url | 07_IFC_Metadata_EAV | 3f37678f-3694-424c-9574-5207baf210c9
digital_twin.dt_entity_type | DTP_Template | 2026-06-05 | DTP_Metadata | Component | Passenger Lift 04 | asset |  | JSON/COBie/IFC | IfcTransportElement | 3f37678f-3694-424c-9574-5207baf210c9 | assets[].digital_twin.dt_entity_type | 07_IFC_Metadata_EAV | 3f37678f-3694-424c-9574-5207baf210c9
digital_twin.state_source | DTP_Template | 2026-06-05 | DTP_Metadata | Component | Passenger Lift 04 | BMS/IoT/CMMS |  | JSON/COBie/IFC | IfcTransportElement | 3f37678f-3694-424c-9574-5207baf210c9 | assets[].digital_twin.state_source | 07_IFC_Metadata_EAV | 3f37678f-3694-424c-9574-5207baf210c9
digital_twin.realtime_enabled | DTP_Template | 2026-06-05 | DTP_Metadata | Component | Passenger Lift 04 | TRUE |  | JSON/COBie/IFC | IfcTransportElement | 3f37678f-3694-424c-9574-5207baf210c9 | assets[].digital_twin.realtime_enabled | 07_IFC_Metadata_EAV | 3f37678f-3694-424c-9574-5207baf210c9
digital_twin.history_enabled | DTP_Template | 2026-06-05 | DTP_Metadata | Component | Passenger Lift 04 | TRUE |  | JSON/COBie/IFC | IfcTransportElement | 3f37678f-3694-424c-9574-5207baf210c9 | assets[].digital_twin.history_enabled | 07_IFC_Metadata_EAV | 3f37678f-3694-424c-9574-5207baf210c9
digital_twin.visual_selectable | DTP_Template | 2026-06-05 | DTP_Metadata | Component | Passenger Lift 04 | TRUE |  | JSON/COBie/IFC | IfcTransportElement | 3f37678f-3694-424c-9574-5207baf210c9 | assets[].digital_twin.visual_selectable | 07_IFC_Metadata_EAV | 3f37678f-3694-424c-9574-5207baf210c9
digital_twin.visual_highlight_layer | DTP_Template | 2026-06-05 | DTP_Metadata | Component | Passenger Lift 04 | LAYER-ASSET-VERTICAL-TRANSPORTATION |  | JSON/COBie/IFC | IfcTransportElement | 3f37678f-3694-424c-9574-5207baf210c9 | assets[].digital_twin.visual_highlight_layer | 07_IFC_Metadata_EAV | 3f37678f-3694-424c-9574-5207baf210c9
tags[0] | DTP_Template | 2026-06-05 | Asset_Metadata | Component | Passenger Lift 04 | vertical_transportation |  | JSON/COBie/IFC | IfcTransportElement | 3f37678f-3694-424c-9574-5207baf210c9 | assets[].tags[0] | 07_IFC_Metadata_EAV | 3f37678f-3694-424c-9574-5207baf210c9
tags[1] | DTP_Template | 2026-06-05 | Asset_Metadata | Component | Passenger Lift 04 | lift |  | JSON/COBie/IFC | IfcTransportElement | 3f37678f-3694-424c-9574-5207baf210c9 | assets[].tags[1] | 07_IFC_Metadata_EAV | 3f37678f-3694-424c-9574-5207baf210c9
tags[2] | DTP_Template | 2026-06-05 | Asset_Metadata | Component | Passenger Lift 04 | passengerlift |  | JSON/COBie/IFC | IfcTransportElement | 3f37678f-3694-424c-9574-5207baf210c9 | assets[].tags[2] | 07_IFC_Metadata_EAV | 3f37678f-3694-424c-9574-5207baf210c9
asset_id | DTP_Template | 2026-06-05 | Asset_Metadata | Component | Escalator L01-001 | ESC-L01-001 |  | JSON/COBie/IFC | IfcTransportElement | c75c405c-b504-469f-bd8c-02beb5e4cc13 | assets[].asset_id | 07_IFC_Metadata_EAV | c75c405c-b504-469f-bd8c-02beb5e4cc13
asset_name | DTP_Template | 2026-06-05 | Asset_Metadata | Component | Escalator L01-001 | Escalator L01-001 |  | JSON/COBie/IFC | IfcTransportElement | c75c405c-b504-469f-bd8c-02beb5e4cc13 | assets[].asset_name | 07_IFC_Metadata_EAV | c75c405c-b504-469f-bd8c-02beb5e4cc13
asset_status | DTP_Template | 2026-06-05 | Asset_Metadata | Component | Escalator L01-001 | in_service |  | JSON/COBie/IFC | IfcTransportElement | c75c405c-b504-469f-bd8c-02beb5e4cc13 | assets[].asset_status | 07_IFC_Metadata_EAV | c75c405c-b504-469f-bd8c-02beb5e4cc13
system | DTP_Template | 2026-06-05 | Asset_Metadata | Component | Escalator L01-001 | Vertical Transportation |  | JSON/COBie/IFC | IfcTransportElement | c75c405c-b504-469f-bd8c-02beb5e4cc13 | assets[].system | 07_IFC_Metadata_EAV | c75c405c-b504-469f-bd8c-02beb5e4cc13
discipline | DTP_Template | 2026-06-05 | Asset_Metadata | Component | Escalator L01-001 | MEP |  | JSON/COBie/IFC | IfcTransportElement | c75c405c-b504-469f-bd8c-02beb5e4cc13 | assets[].discipline | 07_IFC_Metadata_EAV | c75c405c-b504-469f-bd8c-02beb5e4cc13
category | DTP_Template | 2026-06-05 | Asset_Metadata | Component | Escalator L01-001 | Escalator |  | JSON/COBie/IFC | IfcTransportElement | c75c405c-b504-469f-bd8c-02beb5e4cc13 | assets[].category | 07_IFC_Metadata_EAV | c75c405c-b504-469f-bd8c-02beb5e4cc13
asset_type | DTP_Template | 2026-06-05 | Asset_Metadata | Component | Escalator L01-001 | Escalator |  | JSON/COBie/IFC | IfcTransportElement | c75c405c-b504-469f-bd8c-02beb5e4cc13 | assets[].asset_type | 07_IFC_Metadata_EAV | c75c405c-b504-469f-bd8c-02beb5e4cc13
classification.uniclass_code | DTP_Template | 2026-06-05 | LOI_Classification | Component | Escalator L01-001 | placeholder |  | JSON/COBie/IFC | IfcTransportElement | c75c405c-b504-469f-bd8c-02beb5e4cc13 | assets[].classification.uniclass_code | 07_IFC_Metadata_EAV | c75c405c-b504-469f-bd8c-02beb5e4cc13
classification.omniclass_code | DTP_Template | 2026-06-05 | LOI_Classification | Component | Escalator L01-001 | placeholder |  | JSON/COBie/IFC | IfcTransportElement | c75c405c-b504-469f-bd8c-02beb5e4cc13 | assets[].classification.omniclass_code | 07_IFC_Metadata_EAV | c75c405c-b504-469f-bd8c-02beb5e4cc13
classification.local_classification | DTP_Template | 2026-06-05 | LOI_Classification | Component | Escalator L01-001 | Vertical Transportation/Escalator/Escalator |  | JSON/COBie/IFC | IfcTransportElement | c75c405c-b504-469f-bd8c-02beb5e4cc13 | assets[].classification.local_classification | 07_IFC_Metadata_EAV | c75c405c-b504-469f-bd8c-02beb5e4cc13
location.facility_id | DTP_Template | 2026-06-05 | LOI_Location | Component | Escalator L01-001 | FAC-OFFICE-TOWER-A |  | JSON/COBie/IFC | IfcTransportElement | c75c405c-b504-469f-bd8c-02beb5e4cc13 | assets[].location.facility_id | 07_IFC_Metadata_EAV | c75c405c-b504-469f-bd8c-02beb5e4cc13
location.floor_id | DTP_Template | 2026-06-05 | LOI_Location | Component | Escalator L01-001 | FL-L01 |  | JSON/COBie/IFC | IfcTransportElement | c75c405c-b504-469f-bd8c-02beb5e4cc13 | assets[].location.floor_id | 07_IFC_Metadata_EAV | c75c405c-b504-469f-bd8c-02beb5e4cc13
location.space_id | DTP_Template | 2026-06-05 | LOI_Location | Component | Escalator L01-001 | SP-L01-LOBBY |  | JSON/COBie/IFC | IfcTransportElement | c75c405c-b504-469f-bd8c-02beb5e4cc13 | assets[].location.space_id | 07_IFC_Metadata_EAV | c75c405c-b504-469f-bd8c-02beb5e4cc13
location.zone_id | DTP_Template | 2026-06-05 | LOI_Location | Component | Escalator L01-001 | ZONE-PUBLIC-L01 |  | JSON/COBie/IFC | IfcTransportElement | c75c405c-b504-469f-bd8c-02beb5e4cc13 | assets[].location.zone_id | 07_IFC_Metadata_EAV | c75c405c-b504-469f-bd8c-02beb5e4cc13
bim_mapping.ifc_guid | DTP_Template | 2026-06-05 | IFC_Core | Component | Escalator L01-001 | c75c405c-b504-469f-bd8c-02beb5e4cc13 |  | JSON/COBie/IFC | IfcTransportElement | c75c405c-b504-469f-bd8c-02beb5e4cc13 | assets[].bim_mapping.ifc_guid | 07_IFC_Metadata_EAV | c75c405c-b504-469f-bd8c-02beb5e4cc13
bim_mapping.ifc_entity | DTP_Template | 2026-06-05 | IFC_Core | Component | Escalator L01-001 | IfcTransportElement |  | JSON/COBie/IFC | IfcTransportElement | c75c405c-b504-469f-bd8c-02beb5e4cc13 | assets[].bim_mapping.ifc_entity | 07_IFC_Metadata_EAV | c75c405c-b504-469f-bd8c-02beb5e4cc13
bim_mapping.ifc_name | DTP_Template | 2026-06-05 | IFC_Core | Component | Escalator L01-001 | Escalator L01-001 |  | JSON/COBie/IFC | IfcTransportElement | c75c405c-b504-469f-bd8c-02beb5e4cc13 | assets[].bim_mapping.ifc_name | 07_IFC_Metadata_EAV | c75c405c-b504-469f-bd8c-02beb5e4cc13
bim_mapping.source_model_id | DTP_Template | 2026-06-05 | IFC_Core | Component | Escalator L01-001 | IFC-MEP-001 |  | JSON/COBie/IFC | IfcTransportElement | c75c405c-b504-469f-bd8c-02beb5e4cc13 | assets[].bim_mapping.source_model_id | 07_IFC_Metadata_EAV | c75c405c-b504-469f-bd8c-02beb5e4cc13
bim_mapping.global_id_locked | DTP_Template | 2026-06-05 | IFC_Core | Component | Escalator L01-001 | TRUE |  | JSON/COBie/IFC | IfcTransportElement | c75c405c-b504-469f-bd8c-02beb5e4cc13 | assets[].bim_mapping.global_id_locked | 07_IFC_Metadata_EAV | c75c405c-b504-469f-bd8c-02beb5e4cc13
cobie_mapping.component_name | DTP_Template | 2026-06-05 | Asset_Metadata | Component | Escalator L01-001 | ESC-L01-001 |  | JSON/COBie/IFC | IfcTransportElement | c75c405c-b504-469f-bd8c-02beb5e4cc13 | assets[].cobie_mapping.component_name | 07_IFC_Metadata_EAV | c75c405c-b504-469f-bd8c-02beb5e4cc13
cobie_mapping.type_name | DTP_Template | 2026-06-05 | Asset_Metadata | Component | Escalator L01-001 | Escalator |  | JSON/COBie/IFC | IfcTransportElement | c75c405c-b504-469f-bd8c-02beb5e4cc13 | assets[].cobie_mapping.type_name | 07_IFC_Metadata_EAV | c75c405c-b504-469f-bd8c-02beb5e4cc13
cobie_mapping.system_name | DTP_Template | 2026-06-05 | Asset_Metadata | Component | Escalator L01-001 | Vertical Transportation |  | JSON/COBie/IFC | IfcTransportElement | c75c405c-b504-469f-bd8c-02beb5e4cc13 | assets[].cobie_mapping.system_name | 07_IFC_Metadata_EAV | c75c405c-b504-469f-bd8c-02beb5e4cc13
cobie_mapping.space_name | DTP_Template | 2026-06-05 | Asset_Metadata | Component | Escalator L01-001 | SP-L01-LOBBY |  | JSON/COBie/IFC | IfcTransportElement | c75c405c-b504-469f-bd8c-02beb5e4cc13 | assets[].cobie_mapping.space_name | 07_IFC_Metadata_EAV | c75c405c-b504-469f-bd8c-02beb5e4cc13
manufacturer_data.manufacturer | DTP_Template | 2026-06-05 | LOI_Manufacturer | Component | Escalator L01-001 | Generic Manufacturer |  | JSON/COBie/IFC | IfcTransportElement | c75c405c-b504-469f-bd8c-02beb5e4cc13 | assets[].manufacturer_data.manufacturer | 07_IFC_Metadata_EAV | c75c405c-b504-469f-bd8c-02beb5e4cc13
manufacturer_data.model | DTP_Template | 2026-06-05 | LOI_Manufacturer | Component | Escalator L01-001 | Model-Placeholder |  | JSON/COBie/IFC | IfcTransportElement | c75c405c-b504-469f-bd8c-02beb5e4cc13 | assets[].manufacturer_data.model | 07_IFC_Metadata_EAV | c75c405c-b504-469f-bd8c-02beb5e4cc13
manufacturer_data.serial_number | DTP_Template | 2026-06-05 | LOI_Manufacturer | Component | Escalator L01-001 | SN-ESC-L01-001 |  | JSON/COBie/IFC | IfcTransportElement | c75c405c-b504-469f-bd8c-02beb5e4cc13 | assets[].manufacturer_data.serial_number | 07_IFC_Metadata_EAV | c75c405c-b504-469f-bd8c-02beb5e4cc13
manufacturer_data.installation_date | DTP_Template | 2026-06-05 | LOI_Manufacturer | Component | Escalator L01-001 | 2026-05-15 |  | JSON/COBie/IFC | IfcTransportElement | c75c405c-b504-469f-bd8c-02beb5e4cc13 | assets[].manufacturer_data.installation_date | 07_IFC_Metadata_EAV | c75c405c-b504-469f-bd8c-02beb5e4cc13
manufacturer_data.warranty_start_date | DTP_Template | 2026-06-05 | LOI_Manufacturer | Component | Escalator L01-001 | 2026-06-01 |  | JSON/COBie/IFC | IfcTransportElement | c75c405c-b504-469f-bd8c-02beb5e4cc13 | assets[].manufacturer_data.warranty_start_date | 07_IFC_Metadata_EAV | c75c405c-b504-469f-bd8c-02beb5e4cc13
manufacturer_data.warranty_end_date | DTP_Template | 2026-06-05 | LOI_Manufacturer | Component | Escalator L01-001 | 2028-06-01 |  | JSON/COBie/IFC | IfcTransportElement | c75c405c-b504-469f-bd8c-02beb5e4cc13 | assets[].manufacturer_data.warranty_end_date | 07_IFC_Metadata_EAV | c75c405c-b504-469f-bd8c-02beb5e4cc13
operation_data.maintainable | DTP_Template | 2026-06-05 | LOI_Operation_Maintenance | Component | Escalator L01-001 | TRUE |  | JSON/COBie/IFC | IfcTransportElement | c75c405c-b504-469f-bd8c-02beb5e4cc13 | assets[].operation_data.maintainable | 07_IFC_Metadata_EAV | c75c405c-b504-469f-bd8c-02beb5e4cc13
operation_data.criticality | DTP_Template | 2026-06-05 | LOI_Operation_Maintenance | Component | Escalator L01-001 | Medium |  | JSON/COBie/IFC | IfcTransportElement | c75c405c-b504-469f-bd8c-02beb5e4cc13 | assets[].operation_data.criticality | 07_IFC_Metadata_EAV | c75c405c-b504-469f-bd8c-02beb5e4cc13
operation_data.expected_life_years | DTP_Template | 2026-06-05 | LOI_Operation_Maintenance | Component | Escalator L01-001 | 15 |  | JSON/COBie/IFC | IfcTransportElement | c75c405c-b504-469f-bd8c-02beb5e4cc13 | assets[].operation_data.expected_life_years | 07_IFC_Metadata_EAV | c75c405c-b504-469f-bd8c-02beb5e4cc13
operation_data.maintenance_strategy | DTP_Template | 2026-06-05 | LOI_Operation_Maintenance | Component | Escalator L01-001 | preventive_and_condition_based |  | JSON/COBie/IFC | IfcTransportElement | c75c405c-b504-469f-bd8c-02beb5e4cc13 | assets[].operation_data.maintenance_strategy | 07_IFC_Metadata_EAV | c75c405c-b504-469f-bd8c-02beb5e4cc13
operation_data.cmms_asset_id | DTP_Template | 2026-06-05 | LOI_Operation_Maintenance | Component | Escalator L01-001 | CMMS-ESC-L01-001 |  | JSON/COBie/IFC | IfcTransportElement | c75c405c-b504-469f-bd8c-02beb5e4cc13 | assets[].operation_data.cmms_asset_id | 07_IFC_Metadata_EAV | c75c405c-b504-469f-bd8c-02beb5e4cc13
operation_data.spare_part_group | DTP_Template | 2026-06-05 | LOI_Operation_Maintenance | Component | Escalator L01-001 | SPARE-ESCALATOR |  | JSON/COBie/IFC | IfcTransportElement | c75c405c-b504-469f-bd8c-02beb5e4cc13 | assets[].operation_data.spare_part_group | 07_IFC_Metadata_EAV | c75c405c-b504-469f-bd8c-02beb5e4cc13
operation_data.manual_url | DTP_Template | 2026-06-05 | LOI_Operation_Maintenance | Component | Escalator L01-001 | https://example.com/om_manuals/ESC-L01-001.pdf |  | JSON/COBie/IFC | IfcTransportElement | c75c405c-b504-469f-bd8c-02beb5e4cc13 | assets[].operation_data.manual_url | 07_IFC_Metadata_EAV | c75c405c-b504-469f-bd8c-02beb5e4cc13
digital_twin.dt_entity_type | DTP_Template | 2026-06-05 | DTP_Metadata | Component | Escalator L01-001 | asset |  | JSON/COBie/IFC | IfcTransportElement | c75c405c-b504-469f-bd8c-02beb5e4cc13 | assets[].digital_twin.dt_entity_type | 07_IFC_Metadata_EAV | c75c405c-b504-469f-bd8c-02beb5e4cc13
digital_twin.state_source | DTP_Template | 2026-06-05 | DTP_Metadata | Component | Escalator L01-001 | BMS/IoT/CMMS |  | JSON/COBie/IFC | IfcTransportElement | c75c405c-b504-469f-bd8c-02beb5e4cc13 | assets[].digital_twin.state_source | 07_IFC_Metadata_EAV | c75c405c-b504-469f-bd8c-02beb5e4cc13
digital_twin.realtime_enabled | DTP_Template | 2026-06-05 | DTP_Metadata | Component | Escalator L01-001 | TRUE |  | JSON/COBie/IFC | IfcTransportElement | c75c405c-b504-469f-bd8c-02beb5e4cc13 | assets[].digital_twin.realtime_enabled | 07_IFC_Metadata_EAV | c75c405c-b504-469f-bd8c-02beb5e4cc13
digital_twin.history_enabled | DTP_Template | 2026-06-05 | DTP_Metadata | Component | Escalator L01-001 | TRUE |  | JSON/COBie/IFC | IfcTransportElement | c75c405c-b504-469f-bd8c-02beb5e4cc13 | assets[].digital_twin.history_enabled | 07_IFC_Metadata_EAV | c75c405c-b504-469f-bd8c-02beb5e4cc13
digital_twin.visual_selectable | DTP_Template | 2026-06-05 | DTP_Metadata | Component | Escalator L01-001 | TRUE |  | JSON/COBie/IFC | IfcTransportElement | c75c405c-b504-469f-bd8c-02beb5e4cc13 | assets[].digital_twin.visual_selectable | 07_IFC_Metadata_EAV | c75c405c-b504-469f-bd8c-02beb5e4cc13
digital_twin.visual_highlight_layer | DTP_Template | 2026-06-05 | DTP_Metadata | Component | Escalator L01-001 | LAYER-ASSET-VERTICAL-TRANSPORTATION |  | JSON/COBie/IFC | IfcTransportElement | c75c405c-b504-469f-bd8c-02beb5e4cc13 | assets[].digital_twin.visual_highlight_layer | 07_IFC_Metadata_EAV | c75c405c-b504-469f-bd8c-02beb5e4cc13
tags[0] | DTP_Template | 2026-06-05 | Asset_Metadata | Component | Escalator L01-001 | vertical_transportation |  | JSON/COBie/IFC | IfcTransportElement | c75c405c-b504-469f-bd8c-02beb5e4cc13 | assets[].tags[0] | 07_IFC_Metadata_EAV | c75c405c-b504-469f-bd8c-02beb5e4cc13
tags[1] | DTP_Template | 2026-06-05 | Asset_Metadata | Component | Escalator L01-001 | escalator |  | JSON/COBie/IFC | IfcTransportElement | c75c405c-b504-469f-bd8c-02beb5e4cc13 | assets[].tags[1] | 07_IFC_Metadata_EAV | c75c405c-b504-469f-bd8c-02beb5e4cc13
tags[2] | DTP_Template | 2026-06-05 | Asset_Metadata | Component | Escalator L01-001 | escalator |  | JSON/COBie/IFC | IfcTransportElement | c75c405c-b504-469f-bd8c-02beb5e4cc13 | assets[].tags[2] | 07_IFC_Metadata_EAV | c75c405c-b504-469f-bd8c-02beb5e4cc13
asset_id | DTP_Template | 2026-06-05 | Asset_Metadata | Component | CCTV Camera B2-001 | CCTV-B2-001 |  | JSON/COBie/IFC | IfcSensor | 5d7f0dba-d602-4b47-ae60-a9c60e7928e7 | assets[].asset_id | 07_IFC_Metadata_EAV | 5d7f0dba-d602-4b47-ae60-a9c60e7928e7
asset_name | DTP_Template | 2026-06-05 | Asset_Metadata | Component | CCTV Camera B2-001 | CCTV Camera B2-001 |  | JSON/COBie/IFC | IfcSensor | 5d7f0dba-d602-4b47-ae60-a9c60e7928e7 | assets[].asset_name | 07_IFC_Metadata_EAV | 5d7f0dba-d602-4b47-ae60-a9c60e7928e7
asset_status | DTP_Template | 2026-06-05 | Asset_Metadata | Component | CCTV Camera B2-001 | in_service |  | JSON/COBie/IFC | IfcSensor | 5d7f0dba-d602-4b47-ae60-a9c60e7928e7 | assets[].asset_status | 07_IFC_Metadata_EAV | 5d7f0dba-d602-4b47-ae60-a9c60e7928e7
system | DTP_Template | 2026-06-05 | Asset_Metadata | Component | CCTV Camera B2-001 | Security |  | JSON/COBie/IFC | IfcSensor | 5d7f0dba-d602-4b47-ae60-a9c60e7928e7 | assets[].system | 07_IFC_Metadata_EAV | 5d7f0dba-d602-4b47-ae60-a9c60e7928e7
discipline | DTP_Template | 2026-06-05 | Asset_Metadata | Component | CCTV Camera B2-001 | MEP |  | JSON/COBie/IFC | IfcSensor | 5d7f0dba-d602-4b47-ae60-a9c60e7928e7 | assets[].discipline | 07_IFC_Metadata_EAV | 5d7f0dba-d602-4b47-ae60-a9c60e7928e7
category | DTP_Template | 2026-06-05 | Asset_Metadata | Component | CCTV Camera B2-001 | Camera |  | JSON/COBie/IFC | IfcSensor | 5d7f0dba-d602-4b47-ae60-a9c60e7928e7 | assets[].category | 07_IFC_Metadata_EAV | 5d7f0dba-d602-4b47-ae60-a9c60e7928e7
asset_type | DTP_Template | 2026-06-05 | Asset_Metadata | Component | CCTV Camera B2-001 | IPCamera |  | JSON/COBie/IFC | IfcSensor | 5d7f0dba-d602-4b47-ae60-a9c60e7928e7 | assets[].asset_type | 07_IFC_Metadata_EAV | 5d7f0dba-d602-4b47-ae60-a9c60e7928e7
classification.uniclass_code | DTP_Template | 2026-06-05 | LOI_Classification | Component | CCTV Camera B2-001 | placeholder |  | JSON/COBie/IFC | IfcSensor | 5d7f0dba-d602-4b47-ae60-a9c60e7928e7 | assets[].classification.uniclass_code | 07_IFC_Metadata_EAV | 5d7f0dba-d602-4b47-ae60-a9c60e7928e7
classification.omniclass_code | DTP_Template | 2026-06-05 | LOI_Classification | Component | CCTV Camera B2-001 | placeholder |  | JSON/COBie/IFC | IfcSensor | 5d7f0dba-d602-4b47-ae60-a9c60e7928e7 | assets[].classification.omniclass_code | 07_IFC_Metadata_EAV | 5d7f0dba-d602-4b47-ae60-a9c60e7928e7
classification.local_classification | DTP_Template | 2026-06-05 | LOI_Classification | Component | CCTV Camera B2-001 | Security/Camera/IPCamera |  | JSON/COBie/IFC | IfcSensor | 5d7f0dba-d602-4b47-ae60-a9c60e7928e7 | assets[].classification.local_classification | 07_IFC_Metadata_EAV | 5d7f0dba-d602-4b47-ae60-a9c60e7928e7
location.facility_id | DTP_Template | 2026-06-05 | LOI_Location | Component | CCTV Camera B2-001 | FAC-OFFICE-TOWER-A |  | JSON/COBie/IFC | IfcSensor | 5d7f0dba-d602-4b47-ae60-a9c60e7928e7 | assets[].location.facility_id | 07_IFC_Metadata_EAV | 5d7f0dba-d602-4b47-ae60-a9c60e7928e7
location.floor_id | DTP_Template | 2026-06-05 | LOI_Location | Component | CCTV Camera B2-001 | FL-B2 |  | JSON/COBie/IFC | IfcSensor | 5d7f0dba-d602-4b47-ae60-a9c60e7928e7 | assets[].location.floor_id | 07_IFC_Metadata_EAV | 5d7f0dba-d602-4b47-ae60-a9c60e7928e7
location.space_id | DTP_Template | 2026-06-05 | LOI_Location | Component | CCTV Camera B2-001 | SP-B2-PARKING-A |  | JSON/COBie/IFC | IfcSensor | 5d7f0dba-d602-4b47-ae60-a9c60e7928e7 | assets[].location.space_id | 07_IFC_Metadata_EAV | 5d7f0dba-d602-4b47-ae60-a9c60e7928e7
location.zone_id | DTP_Template | 2026-06-05 | LOI_Location | Component | CCTV Camera B2-001 | ZONE-FIRE-B1 |  | JSON/COBie/IFC | IfcSensor | 5d7f0dba-d602-4b47-ae60-a9c60e7928e7 | assets[].location.zone_id | 07_IFC_Metadata_EAV | 5d7f0dba-d602-4b47-ae60-a9c60e7928e7
bim_mapping.ifc_guid | DTP_Template | 2026-06-05 | IFC_Core | Component | CCTV Camera B2-001 | 5d7f0dba-d602-4b47-ae60-a9c60e7928e7 |  | JSON/COBie/IFC | IfcSensor | 5d7f0dba-d602-4b47-ae60-a9c60e7928e7 | assets[].bim_mapping.ifc_guid | 07_IFC_Metadata_EAV | 5d7f0dba-d602-4b47-ae60-a9c60e7928e7
bim_mapping.ifc_entity | DTP_Template | 2026-06-05 | IFC_Core | Component | CCTV Camera B2-001 | IfcSensor |  | JSON/COBie/IFC | IfcSensor | 5d7f0dba-d602-4b47-ae60-a9c60e7928e7 | assets[].bim_mapping.ifc_entity | 07_IFC_Metadata_EAV | 5d7f0dba-d602-4b47-ae60-a9c60e7928e7
bim_mapping.ifc_name | DTP_Template | 2026-06-05 | IFC_Core | Component | CCTV Camera B2-001 | CCTV Camera B2-001 |  | JSON/COBie/IFC | IfcSensor | 5d7f0dba-d602-4b47-ae60-a9c60e7928e7 | assets[].bim_mapping.ifc_name | 07_IFC_Metadata_EAV | 5d7f0dba-d602-4b47-ae60-a9c60e7928e7
bim_mapping.source_model_id | DTP_Template | 2026-06-05 | IFC_Core | Component | CCTV Camera B2-001 | IFC-MEP-001 |  | JSON/COBie/IFC | IfcSensor | 5d7f0dba-d602-4b47-ae60-a9c60e7928e7 | assets[].bim_mapping.source_model_id | 07_IFC_Metadata_EAV | 5d7f0dba-d602-4b47-ae60-a9c60e7928e7
bim_mapping.global_id_locked | DTP_Template | 2026-06-05 | IFC_Core | Component | CCTV Camera B2-001 | TRUE |  | JSON/COBie/IFC | IfcSensor | 5d7f0dba-d602-4b47-ae60-a9c60e7928e7 | assets[].bim_mapping.global_id_locked | 07_IFC_Metadata_EAV | 5d7f0dba-d602-4b47-ae60-a9c60e7928e7
cobie_mapping.component_name | DTP_Template | 2026-06-05 | Asset_Metadata | Component | CCTV Camera B2-001 | CCTV-B2-001 |  | JSON/COBie/IFC | IfcSensor | 5d7f0dba-d602-4b47-ae60-a9c60e7928e7 | assets[].cobie_mapping.component_name | 07_IFC_Metadata_EAV | 5d7f0dba-d602-4b47-ae60-a9c60e7928e7
cobie_mapping.type_name | DTP_Template | 2026-06-05 | Asset_Metadata | Component | CCTV Camera B2-001 | IPCamera |  | JSON/COBie/IFC | IfcSensor | 5d7f0dba-d602-4b47-ae60-a9c60e7928e7 | assets[].cobie_mapping.type_name | 07_IFC_Metadata_EAV | 5d7f0dba-d602-4b47-ae60-a9c60e7928e7
cobie_mapping.system_name | DTP_Template | 2026-06-05 | Asset_Metadata | Component | CCTV Camera B2-001 | Security |  | JSON/COBie/IFC | IfcSensor | 5d7f0dba-d602-4b47-ae60-a9c60e7928e7 | assets[].cobie_mapping.system_name | 07_IFC_Metadata_EAV | 5d7f0dba-d602-4b47-ae60-a9c60e7928e7
cobie_mapping.space_name | DTP_Template | 2026-06-05 | Asset_Metadata | Component | CCTV Camera B2-001 | SP-B2-PARKING-A |  | JSON/COBie/IFC | IfcSensor | 5d7f0dba-d602-4b47-ae60-a9c60e7928e7 | assets[].cobie_mapping.space_name | 07_IFC_Metadata_EAV | 5d7f0dba-d602-4b47-ae60-a9c60e7928e7
manufacturer_data.manufacturer | DTP_Template | 2026-06-05 | LOI_Manufacturer | Component | CCTV Camera B2-001 | Hikvision |  | JSON/COBie/IFC | IfcSensor | 5d7f0dba-d602-4b47-ae60-a9c60e7928e7 | assets[].manufacturer_data.manufacturer | 07_IFC_Metadata_EAV | 5d7f0dba-d602-4b47-ae60-a9c60e7928e7
manufacturer_data.model | DTP_Template | 2026-06-05 | LOI_Manufacturer | Component | CCTV Camera B2-001 | DS-2CD |  | JSON/COBie/IFC | IfcSensor | 5d7f0dba-d602-4b47-ae60-a9c60e7928e7 | assets[].manufacturer_data.model | 07_IFC_Metadata_EAV | 5d7f0dba-d602-4b47-ae60-a9c60e7928e7
manufacturer_data.serial_number | DTP_Template | 2026-06-05 | LOI_Manufacturer | Component | CCTV Camera B2-001 | SN-CCTV-B2-001 |  | JSON/COBie/IFC | IfcSensor | 5d7f0dba-d602-4b47-ae60-a9c60e7928e7 | assets[].manufacturer_data.serial_number | 07_IFC_Metadata_EAV | 5d7f0dba-d602-4b47-ae60-a9c60e7928e7
manufacturer_data.installation_date | DTP_Template | 2026-06-05 | LOI_Manufacturer | Component | CCTV Camera B2-001 | 2026-05-15 |  | JSON/COBie/IFC | IfcSensor | 5d7f0dba-d602-4b47-ae60-a9c60e7928e7 | assets[].manufacturer_data.installation_date | 07_IFC_Metadata_EAV | 5d7f0dba-d602-4b47-ae60-a9c60e7928e7
manufacturer_data.warranty_start_date | DTP_Template | 2026-06-05 | LOI_Manufacturer | Component | CCTV Camera B2-001 | 2026-06-01 |  | JSON/COBie/IFC | IfcSensor | 5d7f0dba-d602-4b47-ae60-a9c60e7928e7 | assets[].manufacturer_data.warranty_start_date | 07_IFC_Metadata_EAV | 5d7f0dba-d602-4b47-ae60-a9c60e7928e7
manufacturer_data.warranty_end_date | DTP_Template | 2026-06-05 | LOI_Manufacturer | Component | CCTV Camera B2-001 | 2028-06-01 |  | JSON/COBie/IFC | IfcSensor | 5d7f0dba-d602-4b47-ae60-a9c60e7928e7 | assets[].manufacturer_data.warranty_end_date | 07_IFC_Metadata_EAV | 5d7f0dba-d602-4b47-ae60-a9c60e7928e7
operation_data.maintainable | DTP_Template | 2026-06-05 | LOI_Operation_Maintenance | Component | CCTV Camera B2-001 | TRUE |  | JSON/COBie/IFC | IfcSensor | 5d7f0dba-d602-4b47-ae60-a9c60e7928e7 | assets[].operation_data.maintainable | 07_IFC_Metadata_EAV | 5d7f0dba-d602-4b47-ae60-a9c60e7928e7
operation_data.criticality | DTP_Template | 2026-06-05 | LOI_Operation_Maintenance | Component | CCTV Camera B2-001 | Medium |  | JSON/COBie/IFC | IfcSensor | 5d7f0dba-d602-4b47-ae60-a9c60e7928e7 | assets[].operation_data.criticality | 07_IFC_Metadata_EAV | 5d7f0dba-d602-4b47-ae60-a9c60e7928e7
operation_data.expected_life_years | DTP_Template | 2026-06-05 | LOI_Operation_Maintenance | Component | CCTV Camera B2-001 | 15 |  | JSON/COBie/IFC | IfcSensor | 5d7f0dba-d602-4b47-ae60-a9c60e7928e7 | assets[].operation_data.expected_life_years | 07_IFC_Metadata_EAV | 5d7f0dba-d602-4b47-ae60-a9c60e7928e7
operation_data.maintenance_strategy | DTP_Template | 2026-06-05 | LOI_Operation_Maintenance | Component | CCTV Camera B2-001 | preventive_and_condition_based |  | JSON/COBie/IFC | IfcSensor | 5d7f0dba-d602-4b47-ae60-a9c60e7928e7 | assets[].operation_data.maintenance_strategy | 07_IFC_Metadata_EAV | 5d7f0dba-d602-4b47-ae60-a9c60e7928e7
operation_data.cmms_asset_id | DTP_Template | 2026-06-05 | LOI_Operation_Maintenance | Component | CCTV Camera B2-001 | CMMS-CCTV-B2-001 |  | JSON/COBie/IFC | IfcSensor | 5d7f0dba-d602-4b47-ae60-a9c60e7928e7 | assets[].operation_data.cmms_asset_id | 07_IFC_Metadata_EAV | 5d7f0dba-d602-4b47-ae60-a9c60e7928e7
operation_data.spare_part_group | DTP_Template | 2026-06-05 | LOI_Operation_Maintenance | Component | CCTV Camera B2-001 | SPARE-CAMERA |  | JSON/COBie/IFC | IfcSensor | 5d7f0dba-d602-4b47-ae60-a9c60e7928e7 | assets[].operation_data.spare_part_group | 07_IFC_Metadata_EAV | 5d7f0dba-d602-4b47-ae60-a9c60e7928e7
operation_data.manual_url | DTP_Template | 2026-06-05 | LOI_Operation_Maintenance | Component | CCTV Camera B2-001 | https://example.com/om_manuals/CCTV-B2-001.pdf |  | JSON/COBie/IFC | IfcSensor | 5d7f0dba-d602-4b47-ae60-a9c60e7928e7 | assets[].operation_data.manual_url | 07_IFC_Metadata_EAV | 5d7f0dba-d602-4b47-ae60-a9c60e7928e7
digital_twin.dt_entity_type | DTP_Template | 2026-06-05 | DTP_Metadata | Component | CCTV Camera B2-001 | asset |  | JSON/COBie/IFC | IfcSensor | 5d7f0dba-d602-4b47-ae60-a9c60e7928e7 | assets[].digital_twin.dt_entity_type | 07_IFC_Metadata_EAV | 5d7f0dba-d602-4b47-ae60-a9c60e7928e7
digital_twin.state_source | DTP_Template | 2026-06-05 | DTP_Metadata | Component | CCTV Camera B2-001 | BMS/IoT/CMMS |  | JSON/COBie/IFC | IfcSensor | 5d7f0dba-d602-4b47-ae60-a9c60e7928e7 | assets[].digital_twin.state_source | 07_IFC_Metadata_EAV | 5d7f0dba-d602-4b47-ae60-a9c60e7928e7
digital_twin.realtime_enabled | DTP_Template | 2026-06-05 | DTP_Metadata | Component | CCTV Camera B2-001 | TRUE |  | JSON/COBie/IFC | IfcSensor | 5d7f0dba-d602-4b47-ae60-a9c60e7928e7 | assets[].digital_twin.realtime_enabled | 07_IFC_Metadata_EAV | 5d7f0dba-d602-4b47-ae60-a9c60e7928e7
digital_twin.history_enabled | DTP_Template | 2026-06-05 | DTP_Metadata | Component | CCTV Camera B2-001 | TRUE |  | JSON/COBie/IFC | IfcSensor | 5d7f0dba-d602-4b47-ae60-a9c60e7928e7 | assets[].digital_twin.history_enabled | 07_IFC_Metadata_EAV | 5d7f0dba-d602-4b47-ae60-a9c60e7928e7
digital_twin.visual_selectable | DTP_Template | 2026-06-05 | DTP_Metadata | Component | CCTV Camera B2-001 | TRUE |  | JSON/COBie/IFC | IfcSensor | 5d7f0dba-d602-4b47-ae60-a9c60e7928e7 | assets[].digital_twin.visual_selectable | 07_IFC_Metadata_EAV | 5d7f0dba-d602-4b47-ae60-a9c60e7928e7
digital_twin.visual_highlight_layer | DTP_Template | 2026-06-05 | DTP_Metadata | Component | CCTV Camera B2-001 | LAYER-ASSET-SECURITY |  | JSON/COBie/IFC | IfcSensor | 5d7f0dba-d602-4b47-ae60-a9c60e7928e7 | assets[].digital_twin.visual_highlight_layer | 07_IFC_Metadata_EAV | 5d7f0dba-d602-4b47-ae60-a9c60e7928e7
tags[0] | DTP_Template | 2026-06-05 | Asset_Metadata | Component | CCTV Camera B2-001 | security |  | JSON/COBie/IFC | IfcSensor | 5d7f0dba-d602-4b47-ae60-a9c60e7928e7 | assets[].tags[0] | 07_IFC_Metadata_EAV | 5d7f0dba-d602-4b47-ae60-a9c60e7928e7
tags[1] | DTP_Template | 2026-06-05 | Asset_Metadata | Component | CCTV Camera B2-001 | camera |  | JSON/COBie/IFC | IfcSensor | 5d7f0dba-d602-4b47-ae60-a9c60e7928e7 | assets[].tags[1] | 07_IFC_Metadata_EAV | 5d7f0dba-d602-4b47-ae60-a9c60e7928e7
tags[2] | DTP_Template | 2026-06-05 | Asset_Metadata | Component | CCTV Camera B2-001 | ipcamera |  | JSON/COBie/IFC | IfcSensor | 5d7f0dba-d602-4b47-ae60-a9c60e7928e7 | assets[].tags[2] | 07_IFC_Metadata_EAV | 5d7f0dba-d602-4b47-ae60-a9c60e7928e7
asset_id | DTP_Template | 2026-06-05 | Asset_Metadata | Component | CCTV Camera L01-001 | CCTV-L01-001 |  | JSON/COBie/IFC | IfcSensor | db2e9e9c-69fd-4a1f-9ba1-a06ec26fe722 | assets[].asset_id | 07_IFC_Metadata_EAV | db2e9e9c-69fd-4a1f-9ba1-a06ec26fe722
asset_name | DTP_Template | 2026-06-05 | Asset_Metadata | Component | CCTV Camera L01-001 | CCTV Camera L01-001 |  | JSON/COBie/IFC | IfcSensor | db2e9e9c-69fd-4a1f-9ba1-a06ec26fe722 | assets[].asset_name | 07_IFC_Metadata_EAV | db2e9e9c-69fd-4a1f-9ba1-a06ec26fe722
asset_status | DTP_Template | 2026-06-05 | Asset_Metadata | Component | CCTV Camera L01-001 | in_service |  | JSON/COBie/IFC | IfcSensor | db2e9e9c-69fd-4a1f-9ba1-a06ec26fe722 | assets[].asset_status | 07_IFC_Metadata_EAV | db2e9e9c-69fd-4a1f-9ba1-a06ec26fe722
system | DTP_Template | 2026-06-05 | Asset_Metadata | Component | CCTV Camera L01-001 | Security |  | JSON/COBie/IFC | IfcSensor | db2e9e9c-69fd-4a1f-9ba1-a06ec26fe722 | assets[].system | 07_IFC_Metadata_EAV | db2e9e9c-69fd-4a1f-9ba1-a06ec26fe722
discipline | DTP_Template | 2026-06-05 | Asset_Metadata | Component | CCTV Camera L01-001 | MEP |  | JSON/COBie/IFC | IfcSensor | db2e9e9c-69fd-4a1f-9ba1-a06ec26fe722 | assets[].discipline | 07_IFC_Metadata_EAV | db2e9e9c-69fd-4a1f-9ba1-a06ec26fe722
category | DTP_Template | 2026-06-05 | Asset_Metadata | Component | CCTV Camera L01-001 | Camera |  | JSON/COBie/IFC | IfcSensor | db2e9e9c-69fd-4a1f-9ba1-a06ec26fe722 | assets[].category | 07_IFC_Metadata_EAV | db2e9e9c-69fd-4a1f-9ba1-a06ec26fe722
asset_type | DTP_Template | 2026-06-05 | Asset_Metadata | Component | CCTV Camera L01-001 | IPCamera |  | JSON/COBie/IFC | IfcSensor | db2e9e9c-69fd-4a1f-9ba1-a06ec26fe722 | assets[].asset_type | 07_IFC_Metadata_EAV | db2e9e9c-69fd-4a1f-9ba1-a06ec26fe722
classification.uniclass_code | DTP_Template | 2026-06-05 | LOI_Classification | Component | CCTV Camera L01-001 | placeholder |  | JSON/COBie/IFC | IfcSensor | db2e9e9c-69fd-4a1f-9ba1-a06ec26fe722 | assets[].classification.uniclass_code | 07_IFC_Metadata_EAV | db2e9e9c-69fd-4a1f-9ba1-a06ec26fe722
classification.omniclass_code | DTP_Template | 2026-06-05 | LOI_Classification | Component | CCTV Camera L01-001 | placeholder |  | JSON/COBie/IFC | IfcSensor | db2e9e9c-69fd-4a1f-9ba1-a06ec26fe722 | assets[].classification.omniclass_code | 07_IFC_Metadata_EAV | db2e9e9c-69fd-4a1f-9ba1-a06ec26fe722
classification.local_classification | DTP_Template | 2026-06-05 | LOI_Classification | Component | CCTV Camera L01-001 | Security/Camera/IPCamera |  | JSON/COBie/IFC | IfcSensor | db2e9e9c-69fd-4a1f-9ba1-a06ec26fe722 | assets[].classification.local_classification | 07_IFC_Metadata_EAV | db2e9e9c-69fd-4a1f-9ba1-a06ec26fe722
location.facility_id | DTP_Template | 2026-06-05 | LOI_Location | Component | CCTV Camera L01-001 | FAC-OFFICE-TOWER-A |  | JSON/COBie/IFC | IfcSensor | db2e9e9c-69fd-4a1f-9ba1-a06ec26fe722 | assets[].location.facility_id | 07_IFC_Metadata_EAV | db2e9e9c-69fd-4a1f-9ba1-a06ec26fe722
location.floor_id | DTP_Template | 2026-06-05 | LOI_Location | Component | CCTV Camera L01-001 | FL-L01 |  | JSON/COBie/IFC | IfcSensor | db2e9e9c-69fd-4a1f-9ba1-a06ec26fe722 | assets[].location.floor_id | 07_IFC_Metadata_EAV | db2e9e9c-69fd-4a1f-9ba1-a06ec26fe722
location.space_id | DTP_Template | 2026-06-05 | LOI_Location | Component | CCTV Camera L01-001 | SP-L01-LOBBY |  | JSON/COBie/IFC | IfcSensor | db2e9e9c-69fd-4a1f-9ba1-a06ec26fe722 | assets[].location.space_id | 07_IFC_Metadata_EAV | db2e9e9c-69fd-4a1f-9ba1-a06ec26fe722
location.zone_id | DTP_Template | 2026-06-05 | LOI_Location | Component | CCTV Camera L01-001 | ZONE-PUBLIC-L01 |  | JSON/COBie/IFC | IfcSensor | db2e9e9c-69fd-4a1f-9ba1-a06ec26fe722 | assets[].location.zone_id | 07_IFC_Metadata_EAV | db2e9e9c-69fd-4a1f-9ba1-a06ec26fe722
bim_mapping.ifc_guid | DTP_Template | 2026-06-05 | IFC_Core | Component | CCTV Camera L01-001 | db2e9e9c-69fd-4a1f-9ba1-a06ec26fe722 |  | JSON/COBie/IFC | IfcSensor | db2e9e9c-69fd-4a1f-9ba1-a06ec26fe722 | assets[].bim_mapping.ifc_guid | 07_IFC_Metadata_EAV | db2e9e9c-69fd-4a1f-9ba1-a06ec26fe722
bim_mapping.ifc_entity | DTP_Template | 2026-06-05 | IFC_Core | Component | CCTV Camera L01-001 | IfcSensor |  | JSON/COBie/IFC | IfcSensor | db2e9e9c-69fd-4a1f-9ba1-a06ec26fe722 | assets[].bim_mapping.ifc_entity | 07_IFC_Metadata_EAV | db2e9e9c-69fd-4a1f-9ba1-a06ec26fe722
bim_mapping.ifc_name | DTP_Template | 2026-06-05 | IFC_Core | Component | CCTV Camera L01-001 | CCTV Camera L01-001 |  | JSON/COBie/IFC | IfcSensor | db2e9e9c-69fd-4a1f-9ba1-a06ec26fe722 | assets[].bim_mapping.ifc_name | 07_IFC_Metadata_EAV | db2e9e9c-69fd-4a1f-9ba1-a06ec26fe722
bim_mapping.source_model_id | DTP_Template | 2026-06-05 | IFC_Core | Component | CCTV Camera L01-001 | IFC-MEP-001 |  | JSON/COBie/IFC | IfcSensor | db2e9e9c-69fd-4a1f-9ba1-a06ec26fe722 | assets[].bim_mapping.source_model_id | 07_IFC_Metadata_EAV | db2e9e9c-69fd-4a1f-9ba1-a06ec26fe722
bim_mapping.global_id_locked | DTP_Template | 2026-06-05 | IFC_Core | Component | CCTV Camera L01-001 | TRUE |  | JSON/COBie/IFC | IfcSensor | db2e9e9c-69fd-4a1f-9ba1-a06ec26fe722 | assets[].bim_mapping.global_id_locked | 07_IFC_Metadata_EAV | db2e9e9c-69fd-4a1f-9ba1-a06ec26fe722
cobie_mapping.component_name | DTP_Template | 2026-06-05 | Asset_Metadata | Component | CCTV Camera L01-001 | CCTV-L01-001 |  | JSON/COBie/IFC | IfcSensor | db2e9e9c-69fd-4a1f-9ba1-a06ec26fe722 | assets[].cobie_mapping.component_name | 07_IFC_Metadata_EAV | db2e9e9c-69fd-4a1f-9ba1-a06ec26fe722
cobie_mapping.type_name | DTP_Template | 2026-06-05 | Asset_Metadata | Component | CCTV Camera L01-001 | IPCamera |  | JSON/COBie/IFC | IfcSensor | db2e9e9c-69fd-4a1f-9ba1-a06ec26fe722 | assets[].cobie_mapping.type_name | 07_IFC_Metadata_EAV | db2e9e9c-69fd-4a1f-9ba1-a06ec26fe722
cobie_mapping.system_name | DTP_Template | 2026-06-05 | Asset_Metadata | Component | CCTV Camera L01-001 | Security |  | JSON/COBie/IFC | IfcSensor | db2e9e9c-69fd-4a1f-9ba1-a06ec26fe722 | assets[].cobie_mapping.system_name | 07_IFC_Metadata_EAV | db2e9e9c-69fd-4a1f-9ba1-a06ec26fe722
cobie_mapping.space_name | DTP_Template | 2026-06-05 | Asset_Metadata | Component | CCTV Camera L01-001 | SP-L01-LOBBY |  | JSON/COBie/IFC | IfcSensor | db2e9e9c-69fd-4a1f-9ba1-a06ec26fe722 | assets[].cobie_mapping.space_name | 07_IFC_Metadata_EAV | db2e9e9c-69fd-4a1f-9ba1-a06ec26fe722
manufacturer_data.manufacturer | DTP_Template | 2026-06-05 | LOI_Manufacturer | Component | CCTV Camera L01-001 | Hikvision |  | JSON/COBie/IFC | IfcSensor | db2e9e9c-69fd-4a1f-9ba1-a06ec26fe722 | assets[].manufacturer_data.manufacturer | 07_IFC_Metadata_EAV | db2e9e9c-69fd-4a1f-9ba1-a06ec26fe722
manufacturer_data.model | DTP_Template | 2026-06-05 | LOI_Manufacturer | Component | CCTV Camera L01-001 | DS-2CD |  | JSON/COBie/IFC | IfcSensor | db2e9e9c-69fd-4a1f-9ba1-a06ec26fe722 | assets[].manufacturer_data.model | 07_IFC_Metadata_EAV | db2e9e9c-69fd-4a1f-9ba1-a06ec26fe722
manufacturer_data.serial_number | DTP_Template | 2026-06-05 | LOI_Manufacturer | Component | CCTV Camera L01-001 | SN-CCTV-L01-001 |  | JSON/COBie/IFC | IfcSensor | db2e9e9c-69fd-4a1f-9ba1-a06ec26fe722 | assets[].manufacturer_data.serial_number | 07_IFC_Metadata_EAV | db2e9e9c-69fd-4a1f-9ba1-a06ec26fe722
manufacturer_data.installation_date | DTP_Template | 2026-06-05 | LOI_Manufacturer | Component | CCTV Camera L01-001 | 2026-05-15 |  | JSON/COBie/IFC | IfcSensor | db2e9e9c-69fd-4a1f-9ba1-a06ec26fe722 | assets[].manufacturer_data.installation_date | 07_IFC_Metadata_EAV | db2e9e9c-69fd-4a1f-9ba1-a06ec26fe722
manufacturer_data.warranty_start_date | DTP_Template | 2026-06-05 | LOI_Manufacturer | Component | CCTV Camera L01-001 | 2026-06-01 |  | JSON/COBie/IFC | IfcSensor | db2e9e9c-69fd-4a1f-9ba1-a06ec26fe722 | assets[].manufacturer_data.warranty_start_date | 07_IFC_Metadata_EAV | db2e9e9c-69fd-4a1f-9ba1-a06ec26fe722
manufacturer_data.warranty_end_date | DTP_Template | 2026-06-05 | LOI_Manufacturer | Component | CCTV Camera L01-001 | 2028-06-01 |  | JSON/COBie/IFC | IfcSensor | db2e9e9c-69fd-4a1f-9ba1-a06ec26fe722 | assets[].manufacturer_data.warranty_end_date | 07_IFC_Metadata_EAV | db2e9e9c-69fd-4a1f-9ba1-a06ec26fe722
operation_data.maintainable | DTP_Template | 2026-06-05 | LOI_Operation_Maintenance | Component | CCTV Camera L01-001 | TRUE |  | JSON/COBie/IFC | IfcSensor | db2e9e9c-69fd-4a1f-9ba1-a06ec26fe722 | assets[].operation_data.maintainable | 07_IFC_Metadata_EAV | db2e9e9c-69fd-4a1f-9ba1-a06ec26fe722
operation_data.criticality | DTP_Template | 2026-06-05 | LOI_Operation_Maintenance | Component | CCTV Camera L01-001 | Medium |  | JSON/COBie/IFC | IfcSensor | db2e9e9c-69fd-4a1f-9ba1-a06ec26fe722 | assets[].operation_data.criticality | 07_IFC_Metadata_EAV | db2e9e9c-69fd-4a1f-9ba1-a06ec26fe722
operation_data.expected_life_years | DTP_Template | 2026-06-05 | LOI_Operation_Maintenance | Component | CCTV Camera L01-001 | 15 |  | JSON/COBie/IFC | IfcSensor | db2e9e9c-69fd-4a1f-9ba1-a06ec26fe722 | assets[].operation_data.expected_life_years | 07_IFC_Metadata_EAV | db2e9e9c-69fd-4a1f-9ba1-a06ec26fe722
operation_data.maintenance_strategy | DTP_Template | 2026-06-05 | LOI_Operation_Maintenance | Component | CCTV Camera L01-001 | preventive_and_condition_based |  | JSON/COBie/IFC | IfcSensor | db2e9e9c-69fd-4a1f-9ba1-a06ec26fe722 | assets[].operation_data.maintenance_strategy | 07_IFC_Metadata_EAV | db2e9e9c-69fd-4a1f-9ba1-a06ec26fe722
operation_data.cmms_asset_id | DTP_Template | 2026-06-05 | LOI_Operation_Maintenance | Component | CCTV Camera L01-001 | CMMS-CCTV-L01-001 |  | JSON/COBie/IFC | IfcSensor | db2e9e9c-69fd-4a1f-9ba1-a06ec26fe722 | assets[].operation_data.cmms_asset_id | 07_IFC_Metadata_EAV | db2e9e9c-69fd-4a1f-9ba1-a06ec26fe722
operation_data.spare_part_group | DTP_Template | 2026-06-05 | LOI_Operation_Maintenance | Component | CCTV Camera L01-001 | SPARE-CAMERA |  | JSON/COBie/IFC | IfcSensor | db2e9e9c-69fd-4a1f-9ba1-a06ec26fe722 | assets[].operation_data.spare_part_group | 07_IFC_Metadata_EAV | db2e9e9c-69fd-4a1f-9ba1-a06ec26fe722
operation_data.manual_url | DTP_Template | 2026-06-05 | LOI_Operation_Maintenance | Component | CCTV Camera L01-001 | https://example.com/om_manuals/CCTV-L01-001.pdf |  | JSON/COBie/IFC | IfcSensor | db2e9e9c-69fd-4a1f-9ba1-a06ec26fe722 | assets[].operation_data.manual_url | 07_IFC_Metadata_EAV | db2e9e9c-69fd-4a1f-9ba1-a06ec26fe722
digital_twin.dt_entity_type | DTP_Template | 2026-06-05 | DTP_Metadata | Component | CCTV Camera L01-001 | asset |  | JSON/COBie/IFC | IfcSensor | db2e9e9c-69fd-4a1f-9ba1-a06ec26fe722 | assets[].digital_twin.dt_entity_type | 07_IFC_Metadata_EAV | db2e9e9c-69fd-4a1f-9ba1-a06ec26fe722
digital_twin.state_source | DTP_Template | 2026-06-05 | DTP_Metadata | Component | CCTV Camera L01-001 | BMS/IoT/CMMS |  | JSON/COBie/IFC | IfcSensor | db2e9e9c-69fd-4a1f-9ba1-a06ec26fe722 | assets[].digital_twin.state_source | 07_IFC_Metadata_EAV | db2e9e9c-69fd-4a1f-9ba1-a06ec26fe722
digital_twin.realtime_enabled | DTP_Template | 2026-06-05 | DTP_Metadata | Component | CCTV Camera L01-001 | TRUE |  | JSON/COBie/IFC | IfcSensor | db2e9e9c-69fd-4a1f-9ba1-a06ec26fe722 | assets[].digital_twin.realtime_enabled | 07_IFC_Metadata_EAV | db2e9e9c-69fd-4a1f-9ba1-a06ec26fe722
digital_twin.history_enabled | DTP_Template | 2026-06-05 | DTP_Metadata | Component | CCTV Camera L01-001 | TRUE |  | JSON/COBie/IFC | IfcSensor | db2e9e9c-69fd-4a1f-9ba1-a06ec26fe722 | assets[].digital_twin.history_enabled | 07_IFC_Metadata_EAV | db2e9e9c-69fd-4a1f-9ba1-a06ec26fe722
digital_twin.visual_selectable | DTP_Template | 2026-06-05 | DTP_Metadata | Component | CCTV Camera L01-001 | TRUE |  | JSON/COBie/IFC | IfcSensor | db2e9e9c-69fd-4a1f-9ba1-a06ec26fe722 | assets[].digital_twin.visual_selectable | 07_IFC_Metadata_EAV | db2e9e9c-69fd-4a1f-9ba1-a06ec26fe722
digital_twin.visual_highlight_layer | DTP_Template | 2026-06-05 | DTP_Metadata | Component | CCTV Camera L01-001 | LAYER-ASSET-SECURITY |  | JSON/COBie/IFC | IfcSensor | db2e9e9c-69fd-4a1f-9ba1-a06ec26fe722 | assets[].digital_twin.visual_highlight_layer | 07_IFC_Metadata_EAV | db2e9e9c-69fd-4a1f-9ba1-a06ec26fe722
tags[0] | DTP_Template | 2026-06-05 | Asset_Metadata | Component | CCTV Camera L01-001 | security |  | JSON/COBie/IFC | IfcSensor | db2e9e9c-69fd-4a1f-9ba1-a06ec26fe722 | assets[].tags[0] | 07_IFC_Metadata_EAV | db2e9e9c-69fd-4a1f-9ba1-a06ec26fe722
tags[1] | DTP_Template | 2026-06-05 | Asset_Metadata | Component | CCTV Camera L01-001 | camera |  | JSON/COBie/IFC | IfcSensor | db2e9e9c-69fd-4a1f-9ba1-a06ec26fe722 | assets[].tags[1] | 07_IFC_Metadata_EAV | db2e9e9c-69fd-4a1f-9ba1-a06ec26fe722
tags[2] | DTP_Template | 2026-06-05 | Asset_Metadata | Component | CCTV Camera L01-001 | ipcamera |  | JSON/COBie/IFC | IfcSensor | db2e9e9c-69fd-4a1f-9ba1-a06ec26fe722 | assets[].tags[2] | 07_IFC_Metadata_EAV | db2e9e9c-69fd-4a1f-9ba1-a06ec26fe722
asset_id | DTP_Template | 2026-06-05 | Asset_Metadata | Component | CCTV Camera L02-001 | CCTV-L02-001 |  | JSON/COBie/IFC | IfcSensor | 6e7ccf72-7a56-47e9-bd22-98ebf062de8e | assets[].asset_id | 07_IFC_Metadata_EAV | 6e7ccf72-7a56-47e9-bd22-98ebf062de8e
asset_name | DTP_Template | 2026-06-05 | Asset_Metadata | Component | CCTV Camera L02-001 | CCTV Camera L02-001 |  | JSON/COBie/IFC | IfcSensor | 6e7ccf72-7a56-47e9-bd22-98ebf062de8e | assets[].asset_name | 07_IFC_Metadata_EAV | 6e7ccf72-7a56-47e9-bd22-98ebf062de8e
asset_status | DTP_Template | 2026-06-05 | Asset_Metadata | Component | CCTV Camera L02-001 | in_service |  | JSON/COBie/IFC | IfcSensor | 6e7ccf72-7a56-47e9-bd22-98ebf062de8e | assets[].asset_status | 07_IFC_Metadata_EAV | 6e7ccf72-7a56-47e9-bd22-98ebf062de8e
system | DTP_Template | 2026-06-05 | Asset_Metadata | Component | CCTV Camera L02-001 | Security |  | JSON/COBie/IFC | IfcSensor | 6e7ccf72-7a56-47e9-bd22-98ebf062de8e | assets[].system | 07_IFC_Metadata_EAV | 6e7ccf72-7a56-47e9-bd22-98ebf062de8e
discipline | DTP_Template | 2026-06-05 | Asset_Metadata | Component | CCTV Camera L02-001 | MEP |  | JSON/COBie/IFC | IfcSensor | 6e7ccf72-7a56-47e9-bd22-98ebf062de8e | assets[].discipline | 07_IFC_Metadata_EAV | 6e7ccf72-7a56-47e9-bd22-98ebf062de8e
category | DTP_Template | 2026-06-05 | Asset_Metadata | Component | CCTV Camera L02-001 | Camera |  | JSON/COBie/IFC | IfcSensor | 6e7ccf72-7a56-47e9-bd22-98ebf062de8e | assets[].category | 07_IFC_Metadata_EAV | 6e7ccf72-7a56-47e9-bd22-98ebf062de8e
asset_type | DTP_Template | 2026-06-05 | Asset_Metadata | Component | CCTV Camera L02-001 | IPCamera |  | JSON/COBie/IFC | IfcSensor | 6e7ccf72-7a56-47e9-bd22-98ebf062de8e | assets[].asset_type | 07_IFC_Metadata_EAV | 6e7ccf72-7a56-47e9-bd22-98ebf062de8e
classification.uniclass_code | DTP_Template | 2026-06-05 | LOI_Classification | Component | CCTV Camera L02-001 | placeholder |  | JSON/COBie/IFC | IfcSensor | 6e7ccf72-7a56-47e9-bd22-98ebf062de8e | assets[].classification.uniclass_code | 07_IFC_Metadata_EAV | 6e7ccf72-7a56-47e9-bd22-98ebf062de8e
classification.omniclass_code | DTP_Template | 2026-06-05 | LOI_Classification | Component | CCTV Camera L02-001 | placeholder |  | JSON/COBie/IFC | IfcSensor | 6e7ccf72-7a56-47e9-bd22-98ebf062de8e | assets[].classification.omniclass_code | 07_IFC_Metadata_EAV | 6e7ccf72-7a56-47e9-bd22-98ebf062de8e
classification.local_classification | DTP_Template | 2026-06-05 | LOI_Classification | Component | CCTV Camera L02-001 | Security/Camera/IPCamera |  | JSON/COBie/IFC | IfcSensor | 6e7ccf72-7a56-47e9-bd22-98ebf062de8e | assets[].classification.local_classification | 07_IFC_Metadata_EAV | 6e7ccf72-7a56-47e9-bd22-98ebf062de8e
location.facility_id | DTP_Template | 2026-06-05 | LOI_Location | Component | CCTV Camera L02-001 | FAC-OFFICE-TOWER-A |  | JSON/COBie/IFC | IfcSensor | 6e7ccf72-7a56-47e9-bd22-98ebf062de8e | assets[].location.facility_id | 07_IFC_Metadata_EAV | 6e7ccf72-7a56-47e9-bd22-98ebf062de8e
location.floor_id | DTP_Template | 2026-06-05 | LOI_Location | Component | CCTV Camera L02-001 | FL-L02 |  | JSON/COBie/IFC | IfcSensor | 6e7ccf72-7a56-47e9-bd22-98ebf062de8e | assets[].location.floor_id | 07_IFC_Metadata_EAV | 6e7ccf72-7a56-47e9-bd22-98ebf062de8e
location.space_id | DTP_Template | 2026-06-05 | LOI_Location | Component | CCTV Camera L02-001 | SP-L02-OFFICE-A |  | JSON/COBie/IFC | IfcSensor | 6e7ccf72-7a56-47e9-bd22-98ebf062de8e | assets[].location.space_id | 07_IFC_Metadata_EAV | 6e7ccf72-7a56-47e9-bd22-98ebf062de8e
location.zone_id | DTP_Template | 2026-06-05 | LOI_Location | Component | CCTV Camera L02-001 | ZONE-OFFICE-L02 |  | JSON/COBie/IFC | IfcSensor | 6e7ccf72-7a56-47e9-bd22-98ebf062de8e | assets[].location.zone_id | 07_IFC_Metadata_EAV | 6e7ccf72-7a56-47e9-bd22-98ebf062de8e
bim_mapping.ifc_guid | DTP_Template | 2026-06-05 | IFC_Core | Component | CCTV Camera L02-001 | 6e7ccf72-7a56-47e9-bd22-98ebf062de8e |  | JSON/COBie/IFC | IfcSensor | 6e7ccf72-7a56-47e9-bd22-98ebf062de8e | assets[].bim_mapping.ifc_guid | 07_IFC_Metadata_EAV | 6e7ccf72-7a56-47e9-bd22-98ebf062de8e
bim_mapping.ifc_entity | DTP_Template | 2026-06-05 | IFC_Core | Component | CCTV Camera L02-001 | IfcSensor |  | JSON/COBie/IFC | IfcSensor | 6e7ccf72-7a56-47e9-bd22-98ebf062de8e | assets[].bim_mapping.ifc_entity | 07_IFC_Metadata_EAV | 6e7ccf72-7a56-47e9-bd22-98ebf062de8e
bim_mapping.ifc_name | DTP_Template | 2026-06-05 | IFC_Core | Component | CCTV Camera L02-001 | CCTV Camera L02-001 |  | JSON/COBie/IFC | IfcSensor | 6e7ccf72-7a56-47e9-bd22-98ebf062de8e | assets[].bim_mapping.ifc_name | 07_IFC_Metadata_EAV | 6e7ccf72-7a56-47e9-bd22-98ebf062de8e
bim_mapping.source_model_id | DTP_Template | 2026-06-05 | IFC_Core | Component | CCTV Camera L02-001 | IFC-MEP-001 |  | JSON/COBie/IFC | IfcSensor | 6e7ccf72-7a56-47e9-bd22-98ebf062de8e | assets[].bim_mapping.source_model_id | 07_IFC_Metadata_EAV | 6e7ccf72-7a56-47e9-bd22-98ebf062de8e
bim_mapping.global_id_locked | DTP_Template | 2026-06-05 | IFC_Core | Component | CCTV Camera L02-001 | TRUE |  | JSON/COBie/IFC | IfcSensor | 6e7ccf72-7a56-47e9-bd22-98ebf062de8e | assets[].bim_mapping.global_id_locked | 07_IFC_Metadata_EAV | 6e7ccf72-7a56-47e9-bd22-98ebf062de8e
cobie_mapping.component_name | DTP_Template | 2026-06-05 | Asset_Metadata | Component | CCTV Camera L02-001 | CCTV-L02-001 |  | JSON/COBie/IFC | IfcSensor | 6e7ccf72-7a56-47e9-bd22-98ebf062de8e | assets[].cobie_mapping.component_name | 07_IFC_Metadata_EAV | 6e7ccf72-7a56-47e9-bd22-98ebf062de8e
cobie_mapping.type_name | DTP_Template | 2026-06-05 | Asset_Metadata | Component | CCTV Camera L02-001 | IPCamera |  | JSON/COBie/IFC | IfcSensor | 6e7ccf72-7a56-47e9-bd22-98ebf062de8e | assets[].cobie_mapping.type_name | 07_IFC_Metadata_EAV | 6e7ccf72-7a56-47e9-bd22-98ebf062de8e
cobie_mapping.system_name | DTP_Template | 2026-06-05 | Asset_Metadata | Component | CCTV Camera L02-001 | Security |  | JSON/COBie/IFC | IfcSensor | 6e7ccf72-7a56-47e9-bd22-98ebf062de8e | assets[].cobie_mapping.system_name | 07_IFC_Metadata_EAV | 6e7ccf72-7a56-47e9-bd22-98ebf062de8e
cobie_mapping.space_name | DTP_Template | 2026-06-05 | Asset_Metadata | Component | CCTV Camera L02-001 | SP-L02-OFFICE-A |  | JSON/COBie/IFC | IfcSensor | 6e7ccf72-7a56-47e9-bd22-98ebf062de8e | assets[].cobie_mapping.space_name | 07_IFC_Metadata_EAV | 6e7ccf72-7a56-47e9-bd22-98ebf062de8e
manufacturer_data.manufacturer | DTP_Template | 2026-06-05 | LOI_Manufacturer | Component | CCTV Camera L02-001 | Hikvision |  | JSON/COBie/IFC | IfcSensor | 6e7ccf72-7a56-47e9-bd22-98ebf062de8e | assets[].manufacturer_data.manufacturer | 07_IFC_Metadata_EAV | 6e7ccf72-7a56-47e9-bd22-98ebf062de8e
manufacturer_data.model | DTP_Template | 2026-06-05 | LOI_Manufacturer | Component | CCTV Camera L02-001 | DS-2CD |  | JSON/COBie/IFC | IfcSensor | 6e7ccf72-7a56-47e9-bd22-98ebf062de8e | assets[].manufacturer_data.model | 07_IFC_Metadata_EAV | 6e7ccf72-7a56-47e9-bd22-98ebf062de8e
manufacturer_data.serial_number | DTP_Template | 2026-06-05 | LOI_Manufacturer | Component | CCTV Camera L02-001 | SN-CCTV-L02-001 |  | JSON/COBie/IFC | IfcSensor | 6e7ccf72-7a56-47e9-bd22-98ebf062de8e | assets[].manufacturer_data.serial_number | 07_IFC_Metadata_EAV | 6e7ccf72-7a56-47e9-bd22-98ebf062de8e
manufacturer_data.installation_date | DTP_Template | 2026-06-05 | LOI_Manufacturer | Component | CCTV Camera L02-001 | 2026-05-15 |  | JSON/COBie/IFC | IfcSensor | 6e7ccf72-7a56-47e9-bd22-98ebf062de8e | assets[].manufacturer_data.installation_date | 07_IFC_Metadata_EAV | 6e7ccf72-7a56-47e9-bd22-98ebf062de8e
manufacturer_data.warranty_start_date | DTP_Template | 2026-06-05 | LOI_Manufacturer | Component | CCTV Camera L02-001 | 2026-06-01 |  | JSON/COBie/IFC | IfcSensor | 6e7ccf72-7a56-47e9-bd22-98ebf062de8e | assets[].manufacturer_data.warranty_start_date | 07_IFC_Metadata_EAV | 6e7ccf72-7a56-47e9-bd22-98ebf062de8e
manufacturer_data.warranty_end_date | DTP_Template | 2026-06-05 | LOI_Manufacturer | Component | CCTV Camera L02-001 | 2028-06-01 |  | JSON/COBie/IFC | IfcSensor | 6e7ccf72-7a56-47e9-bd22-98ebf062de8e | assets[].manufacturer_data.warranty_end_date | 07_IFC_Metadata_EAV | 6e7ccf72-7a56-47e9-bd22-98ebf062de8e
operation_data.maintainable | DTP_Template | 2026-06-05 | LOI_Operation_Maintenance | Component | CCTV Camera L02-001 | TRUE |  | JSON/COBie/IFC | IfcSensor | 6e7ccf72-7a56-47e9-bd22-98ebf062de8e | assets[].operation_data.maintainable | 07_IFC_Metadata_EAV | 6e7ccf72-7a56-47e9-bd22-98ebf062de8e
operation_data.criticality | DTP_Template | 2026-06-05 | LOI_Operation_Maintenance | Component | CCTV Camera L02-001 | Medium |  | JSON/COBie/IFC | IfcSensor | 6e7ccf72-7a56-47e9-bd22-98ebf062de8e | assets[].operation_data.criticality | 07_IFC_Metadata_EAV | 6e7ccf72-7a56-47e9-bd22-98ebf062de8e
operation_data.expected_life_years | DTP_Template | 2026-06-05 | LOI_Operation_Maintenance | Component | CCTV Camera L02-001 | 15 |  | JSON/COBie/IFC | IfcSensor | 6e7ccf72-7a56-47e9-bd22-98ebf062de8e | assets[].operation_data.expected_life_years | 07_IFC_Metadata_EAV | 6e7ccf72-7a56-47e9-bd22-98ebf062de8e
operation_data.maintenance_strategy | DTP_Template | 2026-06-05 | LOI_Operation_Maintenance | Component | CCTV Camera L02-001 | preventive_and_condition_based |  | JSON/COBie/IFC | IfcSensor | 6e7ccf72-7a56-47e9-bd22-98ebf062de8e | assets[].operation_data.maintenance_strategy | 07_IFC_Metadata_EAV | 6e7ccf72-7a56-47e9-bd22-98ebf062de8e
operation_data.cmms_asset_id | DTP_Template | 2026-06-05 | LOI_Operation_Maintenance | Component | CCTV Camera L02-001 | CMMS-CCTV-L02-001 |  | JSON/COBie/IFC | IfcSensor | 6e7ccf72-7a56-47e9-bd22-98ebf062de8e | assets[].operation_data.cmms_asset_id | 07_IFC_Metadata_EAV | 6e7ccf72-7a56-47e9-bd22-98ebf062de8e
operation_data.spare_part_group | DTP_Template | 2026-06-05 | LOI_Operation_Maintenance | Component | CCTV Camera L02-001 | SPARE-CAMERA |  | JSON/COBie/IFC | IfcSensor | 6e7ccf72-7a56-47e9-bd22-98ebf062de8e | assets[].operation_data.spare_part_group | 07_IFC_Metadata_EAV | 6e7ccf72-7a56-47e9-bd22-98ebf062de8e
operation_data.manual_url | DTP_Template | 2026-06-05 | LOI_Operation_Maintenance | Component | CCTV Camera L02-001 | https://example.com/om_manuals/CCTV-L02-001.pdf |  | JSON/COBie/IFC | IfcSensor | 6e7ccf72-7a56-47e9-bd22-98ebf062de8e | assets[].operation_data.manual_url | 07_IFC_Metadata_EAV | 6e7ccf72-7a56-47e9-bd22-98ebf062de8e
digital_twin.dt_entity_type | DTP_Template | 2026-06-05 | DTP_Metadata | Component | CCTV Camera L02-001 | asset |  | JSON/COBie/IFC | IfcSensor | 6e7ccf72-7a56-47e9-bd22-98ebf062de8e | assets[].digital_twin.dt_entity_type | 07_IFC_Metadata_EAV | 6e7ccf72-7a56-47e9-bd22-98ebf062de8e
digital_twin.state_source | DTP_Template | 2026-06-05 | DTP_Metadata | Component | CCTV Camera L02-001 | BMS/IoT/CMMS |  | JSON/COBie/IFC | IfcSensor | 6e7ccf72-7a56-47e9-bd22-98ebf062de8e | assets[].digital_twin.state_source | 07_IFC_Metadata_EAV | 6e7ccf72-7a56-47e9-bd22-98ebf062de8e
digital_twin.realtime_enabled | DTP_Template | 2026-06-05 | DTP_Metadata | Component | CCTV Camera L02-001 | TRUE |  | JSON/COBie/IFC | IfcSensor | 6e7ccf72-7a56-47e9-bd22-98ebf062de8e | assets[].digital_twin.realtime_enabled | 07_IFC_Metadata_EAV | 6e7ccf72-7a56-47e9-bd22-98ebf062de8e
digital_twin.history_enabled | DTP_Template | 2026-06-05 | DTP_Metadata | Component | CCTV Camera L02-001 | TRUE |  | JSON/COBie/IFC | IfcSensor | 6e7ccf72-7a56-47e9-bd22-98ebf062de8e | assets[].digital_twin.history_enabled | 07_IFC_Metadata_EAV | 6e7ccf72-7a56-47e9-bd22-98ebf062de8e
digital_twin.visual_selectable | DTP_Template | 2026-06-05 | DTP_Metadata | Component | CCTV Camera L02-001 | TRUE |  | JSON/COBie/IFC | IfcSensor | 6e7ccf72-7a56-47e9-bd22-98ebf062de8e | assets[].digital_twin.visual_selectable | 07_IFC_Metadata_EAV | 6e7ccf72-7a56-47e9-bd22-98ebf062de8e
digital_twin.visual_highlight_layer | DTP_Template | 2026-06-05 | DTP_Metadata | Component | CCTV Camera L02-001 | LAYER-ASSET-SECURITY |  | JSON/COBie/IFC | IfcSensor | 6e7ccf72-7a56-47e9-bd22-98ebf062de8e | assets[].digital_twin.visual_highlight_layer | 07_IFC_Metadata_EAV | 6e7ccf72-7a56-47e9-bd22-98ebf062de8e
tags[0] | DTP_Template | 2026-06-05 | Asset_Metadata | Component | CCTV Camera L02-001 | security |  | JSON/COBie/IFC | IfcSensor | 6e7ccf72-7a56-47e9-bd22-98ebf062de8e | assets[].tags[0] | 07_IFC_Metadata_EAV | 6e7ccf72-7a56-47e9-bd22-98ebf062de8e
tags[1] | DTP_Template | 2026-06-05 | Asset_Metadata | Component | CCTV Camera L02-001 | camera |  | JSON/COBie/IFC | IfcSensor | 6e7ccf72-7a56-47e9-bd22-98ebf062de8e | assets[].tags[1] | 07_IFC_Metadata_EAV | 6e7ccf72-7a56-47e9-bd22-98ebf062de8e
tags[2] | DTP_Template | 2026-06-05 | Asset_Metadata | Component | CCTV Camera L02-001 | ipcamera |  | JSON/COBie/IFC | IfcSensor | 6e7ccf72-7a56-47e9-bd22-98ebf062de8e | assets[].tags[2] | 07_IFC_Metadata_EAV | 6e7ccf72-7a56-47e9-bd22-98ebf062de8e
asset_id | DTP_Template | 2026-06-05 | Asset_Metadata | Component | Access Control Door L01-001 | ACS-L01-001 |  | JSON/COBie/IFC | IfcController | 6fae420f-9b8f-4977-9c7e-05894f997733 | assets[].asset_id | 07_IFC_Metadata_EAV | 6fae420f-9b8f-4977-9c7e-05894f997733
asset_name | DTP_Template | 2026-06-05 | Asset_Metadata | Component | Access Control Door L01-001 | Access Control Door L01-001 |  | JSON/COBie/IFC | IfcController | 6fae420f-9b8f-4977-9c7e-05894f997733 | assets[].asset_name | 07_IFC_Metadata_EAV | 6fae420f-9b8f-4977-9c7e-05894f997733
asset_status | DTP_Template | 2026-06-05 | Asset_Metadata | Component | Access Control Door L01-001 | in_service |  | JSON/COBie/IFC | IfcController | 6fae420f-9b8f-4977-9c7e-05894f997733 | assets[].asset_status | 07_IFC_Metadata_EAV | 6fae420f-9b8f-4977-9c7e-05894f997733
system | DTP_Template | 2026-06-05 | Asset_Metadata | Component | Access Control Door L01-001 | Access Control |  | JSON/COBie/IFC | IfcController | 6fae420f-9b8f-4977-9c7e-05894f997733 | assets[].system | 07_IFC_Metadata_EAV | 6fae420f-9b8f-4977-9c7e-05894f997733
discipline | DTP_Template | 2026-06-05 | Asset_Metadata | Component | Access Control Door L01-001 | MEP |  | JSON/COBie/IFC | IfcController | 6fae420f-9b8f-4977-9c7e-05894f997733 | assets[].discipline | 07_IFC_Metadata_EAV | 6fae420f-9b8f-4977-9c7e-05894f997733
category | DTP_Template | 2026-06-05 | Asset_Metadata | Component | Access Control Door L01-001 | Door Controller |  | JSON/COBie/IFC | IfcController | 6fae420f-9b8f-4977-9c7e-05894f997733 | assets[].category | 07_IFC_Metadata_EAV | 6fae420f-9b8f-4977-9c7e-05894f997733
asset_type | DTP_Template | 2026-06-05 | Asset_Metadata | Component | Access Control Door L01-001 | AccessController |  | JSON/COBie/IFC | IfcController | 6fae420f-9b8f-4977-9c7e-05894f997733 | assets[].asset_type | 07_IFC_Metadata_EAV | 6fae420f-9b8f-4977-9c7e-05894f997733
classification.uniclass_code | DTP_Template | 2026-06-05 | LOI_Classification | Component | Access Control Door L01-001 | placeholder |  | JSON/COBie/IFC | IfcController | 6fae420f-9b8f-4977-9c7e-05894f997733 | assets[].classification.uniclass_code | 07_IFC_Metadata_EAV | 6fae420f-9b8f-4977-9c7e-05894f997733
classification.omniclass_code | DTP_Template | 2026-06-05 | LOI_Classification | Component | Access Control Door L01-001 | placeholder |  | JSON/COBie/IFC | IfcController | 6fae420f-9b8f-4977-9c7e-05894f997733 | assets[].classification.omniclass_code | 07_IFC_Metadata_EAV | 6fae420f-9b8f-4977-9c7e-05894f997733
classification.local_classification | DTP_Template | 2026-06-05 | LOI_Classification | Component | Access Control Door L01-001 | Access Control/Door Controller/AccessController |  | JSON/COBie/IFC | IfcController | 6fae420f-9b8f-4977-9c7e-05894f997733 | assets[].classification.local_classification | 07_IFC_Metadata_EAV | 6fae420f-9b8f-4977-9c7e-05894f997733
location.facility_id | DTP_Template | 2026-06-05 | LOI_Location | Component | Access Control Door L01-001 | FAC-OFFICE-TOWER-A |  | JSON/COBie/IFC | IfcController | 6fae420f-9b8f-4977-9c7e-05894f997733 | assets[].location.facility_id | 07_IFC_Metadata_EAV | 6fae420f-9b8f-4977-9c7e-05894f997733
location.floor_id | DTP_Template | 2026-06-05 | LOI_Location | Component | Access Control Door L01-001 | FL-L01 |  | JSON/COBie/IFC | IfcController | 6fae420f-9b8f-4977-9c7e-05894f997733 | assets[].location.floor_id | 07_IFC_Metadata_EAV | 6fae420f-9b8f-4977-9c7e-05894f997733
location.space_id | DTP_Template | 2026-06-05 | LOI_Location | Component | Access Control Door L01-001 | SP-L01-SECURITY |  | JSON/COBie/IFC | IfcController | 6fae420f-9b8f-4977-9c7e-05894f997733 | assets[].location.space_id | 07_IFC_Metadata_EAV | 6fae420f-9b8f-4977-9c7e-05894f997733
location.zone_id | DTP_Template | 2026-06-05 | LOI_Location | Component | Access Control Door L01-001 | ZONE-PUBLIC-L01 |  | JSON/COBie/IFC | IfcController | 6fae420f-9b8f-4977-9c7e-05894f997733 | assets[].location.zone_id | 07_IFC_Metadata_EAV | 6fae420f-9b8f-4977-9c7e-05894f997733
bim_mapping.ifc_guid | DTP_Template | 2026-06-05 | IFC_Core | Component | Access Control Door L01-001 | 6fae420f-9b8f-4977-9c7e-05894f997733 |  | JSON/COBie/IFC | IfcController | 6fae420f-9b8f-4977-9c7e-05894f997733 | assets[].bim_mapping.ifc_guid | 07_IFC_Metadata_EAV | 6fae420f-9b8f-4977-9c7e-05894f997733
bim_mapping.ifc_entity | DTP_Template | 2026-06-05 | IFC_Core | Component | Access Control Door L01-001 | IfcController |  | JSON/COBie/IFC | IfcController | 6fae420f-9b8f-4977-9c7e-05894f997733 | assets[].bim_mapping.ifc_entity | 07_IFC_Metadata_EAV | 6fae420f-9b8f-4977-9c7e-05894f997733
bim_mapping.ifc_name | DTP_Template | 2026-06-05 | IFC_Core | Component | Access Control Door L01-001 | Access Control Door L01-001 |  | JSON/COBie/IFC | IfcController | 6fae420f-9b8f-4977-9c7e-05894f997733 | assets[].bim_mapping.ifc_name | 07_IFC_Metadata_EAV | 6fae420f-9b8f-4977-9c7e-05894f997733
bim_mapping.source_model_id | DTP_Template | 2026-06-05 | IFC_Core | Component | Access Control Door L01-001 | IFC-MEP-001 |  | JSON/COBie/IFC | IfcController | 6fae420f-9b8f-4977-9c7e-05894f997733 | assets[].bim_mapping.source_model_id | 07_IFC_Metadata_EAV | 6fae420f-9b8f-4977-9c7e-05894f997733
bim_mapping.global_id_locked | DTP_Template | 2026-06-05 | IFC_Core | Component | Access Control Door L01-001 | TRUE |  | JSON/COBie/IFC | IfcController | 6fae420f-9b8f-4977-9c7e-05894f997733 | assets[].bim_mapping.global_id_locked | 07_IFC_Metadata_EAV | 6fae420f-9b8f-4977-9c7e-05894f997733
cobie_mapping.component_name | DTP_Template | 2026-06-05 | Asset_Metadata | Component | Access Control Door L01-001 | ACS-L01-001 |  | JSON/COBie/IFC | IfcController | 6fae420f-9b8f-4977-9c7e-05894f997733 | assets[].cobie_mapping.component_name | 07_IFC_Metadata_EAV | 6fae420f-9b8f-4977-9c7e-05894f997733
cobie_mapping.type_name | DTP_Template | 2026-06-05 | Asset_Metadata | Component | Access Control Door L01-001 | AccessController |  | JSON/COBie/IFC | IfcController | 6fae420f-9b8f-4977-9c7e-05894f997733 | assets[].cobie_mapping.type_name | 07_IFC_Metadata_EAV | 6fae420f-9b8f-4977-9c7e-05894f997733
cobie_mapping.system_name | DTP_Template | 2026-06-05 | Asset_Metadata | Component | Access Control Door L01-001 | Access Control |  | JSON/COBie/IFC | IfcController | 6fae420f-9b8f-4977-9c7e-05894f997733 | assets[].cobie_mapping.system_name | 07_IFC_Metadata_EAV | 6fae420f-9b8f-4977-9c7e-05894f997733
cobie_mapping.space_name | DTP_Template | 2026-06-05 | Asset_Metadata | Component | Access Control Door L01-001 | SP-L01-SECURITY |  | JSON/COBie/IFC | IfcController | 6fae420f-9b8f-4977-9c7e-05894f997733 | assets[].cobie_mapping.space_name | 07_IFC_Metadata_EAV | 6fae420f-9b8f-4977-9c7e-05894f997733
manufacturer_data.manufacturer | DTP_Template | 2026-06-05 | LOI_Manufacturer | Component | Access Control Door L01-001 | Generic Manufacturer |  | JSON/COBie/IFC | IfcController | 6fae420f-9b8f-4977-9c7e-05894f997733 | assets[].manufacturer_data.manufacturer | 07_IFC_Metadata_EAV | 6fae420f-9b8f-4977-9c7e-05894f997733
manufacturer_data.model | DTP_Template | 2026-06-05 | LOI_Manufacturer | Component | Access Control Door L01-001 | Model-Placeholder |  | JSON/COBie/IFC | IfcController | 6fae420f-9b8f-4977-9c7e-05894f997733 | assets[].manufacturer_data.model | 07_IFC_Metadata_EAV | 6fae420f-9b8f-4977-9c7e-05894f997733
manufacturer_data.serial_number | DTP_Template | 2026-06-05 | LOI_Manufacturer | Component | Access Control Door L01-001 | SN-ACS-L01-001 |  | JSON/COBie/IFC | IfcController | 6fae420f-9b8f-4977-9c7e-05894f997733 | assets[].manufacturer_data.serial_number | 07_IFC_Metadata_EAV | 6fae420f-9b8f-4977-9c7e-05894f997733
manufacturer_data.installation_date | DTP_Template | 2026-06-05 | LOI_Manufacturer | Component | Access Control Door L01-001 | 2026-05-15 |  | JSON/COBie/IFC | IfcController | 6fae420f-9b8f-4977-9c7e-05894f997733 | assets[].manufacturer_data.installation_date | 07_IFC_Metadata_EAV | 6fae420f-9b8f-4977-9c7e-05894f997733
manufacturer_data.warranty_start_date | DTP_Template | 2026-06-05 | LOI_Manufacturer | Component | Access Control Door L01-001 | 2026-06-01 |  | JSON/COBie/IFC | IfcController | 6fae420f-9b8f-4977-9c7e-05894f997733 | assets[].manufacturer_data.warranty_start_date | 07_IFC_Metadata_EAV | 6fae420f-9b8f-4977-9c7e-05894f997733
manufacturer_data.warranty_end_date | DTP_Template | 2026-06-05 | LOI_Manufacturer | Component | Access Control Door L01-001 | 2028-06-01 |  | JSON/COBie/IFC | IfcController | 6fae420f-9b8f-4977-9c7e-05894f997733 | assets[].manufacturer_data.warranty_end_date | 07_IFC_Metadata_EAV | 6fae420f-9b8f-4977-9c7e-05894f997733
operation_data.maintainable | DTP_Template | 2026-06-05 | LOI_Operation_Maintenance | Component | Access Control Door L01-001 | TRUE |  | JSON/COBie/IFC | IfcController | 6fae420f-9b8f-4977-9c7e-05894f997733 | assets[].operation_data.maintainable | 07_IFC_Metadata_EAV | 6fae420f-9b8f-4977-9c7e-05894f997733
operation_data.criticality | DTP_Template | 2026-06-05 | LOI_Operation_Maintenance | Component | Access Control Door L01-001 | Medium |  | JSON/COBie/IFC | IfcController | 6fae420f-9b8f-4977-9c7e-05894f997733 | assets[].operation_data.criticality | 07_IFC_Metadata_EAV | 6fae420f-9b8f-4977-9c7e-05894f997733
operation_data.expected_life_years | DTP_Template | 2026-06-05 | LOI_Operation_Maintenance | Component | Access Control Door L01-001 | 15 |  | JSON/COBie/IFC | IfcController | 6fae420f-9b8f-4977-9c7e-05894f997733 | assets[].operation_data.expected_life_years | 07_IFC_Metadata_EAV | 6fae420f-9b8f-4977-9c7e-05894f997733
operation_data.maintenance_strategy | DTP_Template | 2026-06-05 | LOI_Operation_Maintenance | Component | Access Control Door L01-001 | preventive_and_condition_based |  | JSON/COBie/IFC | IfcController | 6fae420f-9b8f-4977-9c7e-05894f997733 | assets[].operation_data.maintenance_strategy | 07_IFC_Metadata_EAV | 6fae420f-9b8f-4977-9c7e-05894f997733
operation_data.cmms_asset_id | DTP_Template | 2026-06-05 | LOI_Operation_Maintenance | Component | Access Control Door L01-001 | CMMS-ACS-L01-001 |  | JSON/COBie/IFC | IfcController | 6fae420f-9b8f-4977-9c7e-05894f997733 | assets[].operation_data.cmms_asset_id | 07_IFC_Metadata_EAV | 6fae420f-9b8f-4977-9c7e-05894f997733
operation_data.spare_part_group | DTP_Template | 2026-06-05 | LOI_Operation_Maintenance | Component | Access Control Door L01-001 | SPARE-DOOR-CONTROLLER |  | JSON/COBie/IFC | IfcController | 6fae420f-9b8f-4977-9c7e-05894f997733 | assets[].operation_data.spare_part_group | 07_IFC_Metadata_EAV | 6fae420f-9b8f-4977-9c7e-05894f997733
operation_data.manual_url | DTP_Template | 2026-06-05 | LOI_Operation_Maintenance | Component | Access Control Door L01-001 | https://example.com/om_manuals/ACS-L01-001.pdf |  | JSON/COBie/IFC | IfcController | 6fae420f-9b8f-4977-9c7e-05894f997733 | assets[].operation_data.manual_url | 07_IFC_Metadata_EAV | 6fae420f-9b8f-4977-9c7e-05894f997733
digital_twin.dt_entity_type | DTP_Template | 2026-06-05 | DTP_Metadata | Component | Access Control Door L01-001 | asset |  | JSON/COBie/IFC | IfcController | 6fae420f-9b8f-4977-9c7e-05894f997733 | assets[].digital_twin.dt_entity_type | 07_IFC_Metadata_EAV | 6fae420f-9b8f-4977-9c7e-05894f997733
digital_twin.state_source | DTP_Template | 2026-06-05 | DTP_Metadata | Component | Access Control Door L01-001 | BMS/IoT/CMMS |  | JSON/COBie/IFC | IfcController | 6fae420f-9b8f-4977-9c7e-05894f997733 | assets[].digital_twin.state_source | 07_IFC_Metadata_EAV | 6fae420f-9b8f-4977-9c7e-05894f997733
digital_twin.realtime_enabled | DTP_Template | 2026-06-05 | DTP_Metadata | Component | Access Control Door L01-001 | TRUE |  | JSON/COBie/IFC | IfcController | 6fae420f-9b8f-4977-9c7e-05894f997733 | assets[].digital_twin.realtime_enabled | 07_IFC_Metadata_EAV | 6fae420f-9b8f-4977-9c7e-05894f997733
digital_twin.history_enabled | DTP_Template | 2026-06-05 | DTP_Metadata | Component | Access Control Door L01-001 | TRUE |  | JSON/COBie/IFC | IfcController | 6fae420f-9b8f-4977-9c7e-05894f997733 | assets[].digital_twin.history_enabled | 07_IFC_Metadata_EAV | 6fae420f-9b8f-4977-9c7e-05894f997733
digital_twin.visual_selectable | DTP_Template | 2026-06-05 | DTP_Metadata | Component | Access Control Door L01-001 | TRUE |  | JSON/COBie/IFC | IfcController | 6fae420f-9b8f-4977-9c7e-05894f997733 | assets[].digital_twin.visual_selectable | 07_IFC_Metadata_EAV | 6fae420f-9b8f-4977-9c7e-05894f997733
digital_twin.visual_highlight_layer | DTP_Template | 2026-06-05 | DTP_Metadata | Component | Access Control Door L01-001 | LAYER-ASSET-ACCESS-CONTROL |  | JSON/COBie/IFC | IfcController | 6fae420f-9b8f-4977-9c7e-05894f997733 | assets[].digital_twin.visual_highlight_layer | 07_IFC_Metadata_EAV | 6fae420f-9b8f-4977-9c7e-05894f997733
tags[0] | DTP_Template | 2026-06-05 | Asset_Metadata | Component | Access Control Door L01-001 | access_control |  | JSON/COBie/IFC | IfcController | 6fae420f-9b8f-4977-9c7e-05894f997733 | assets[].tags[0] | 07_IFC_Metadata_EAV | 6fae420f-9b8f-4977-9c7e-05894f997733
tags[1] | DTP_Template | 2026-06-05 | Asset_Metadata | Component | Access Control Door L01-001 | door_controller |  | JSON/COBie/IFC | IfcController | 6fae420f-9b8f-4977-9c7e-05894f997733 | assets[].tags[1] | 07_IFC_Metadata_EAV | 6fae420f-9b8f-4977-9c7e-05894f997733
tags[2] | DTP_Template | 2026-06-05 | Asset_Metadata | Component | Access Control Door L01-001 | accesscontroller |  | JSON/COBie/IFC | IfcController | 6fae420f-9b8f-4977-9c7e-05894f997733 | assets[].tags[2] | 07_IFC_Metadata_EAV | 6fae420f-9b8f-4977-9c7e-05894f997733
asset_id | DTP_Template | 2026-06-05 | Asset_Metadata | Component | License Plate Recognition Camera B2 | LPR-B2-001 |  | JSON/COBie/IFC | IfcSensor | 0953452d-1324-4bee-aa77-3bcc5a60cf2f | assets[].asset_id | 07_IFC_Metadata_EAV | 0953452d-1324-4bee-aa77-3bcc5a60cf2f
asset_name | DTP_Template | 2026-06-05 | Asset_Metadata | Component | License Plate Recognition Camera B2 | License Plate Recognition Camera B2 |  | JSON/COBie/IFC | IfcSensor | 0953452d-1324-4bee-aa77-3bcc5a60cf2f | assets[].asset_name | 07_IFC_Metadata_EAV | 0953452d-1324-4bee-aa77-3bcc5a60cf2f
asset_status | DTP_Template | 2026-06-05 | Asset_Metadata | Component | License Plate Recognition Camera B2 | in_service |  | JSON/COBie/IFC | IfcSensor | 0953452d-1324-4bee-aa77-3bcc5a60cf2f | assets[].asset_status | 07_IFC_Metadata_EAV | 0953452d-1324-4bee-aa77-3bcc5a60cf2f
system | DTP_Template | 2026-06-05 | Asset_Metadata | Component | License Plate Recognition Camera B2 | Parking |  | JSON/COBie/IFC | IfcSensor | 0953452d-1324-4bee-aa77-3bcc5a60cf2f | assets[].system | 07_IFC_Metadata_EAV | 0953452d-1324-4bee-aa77-3bcc5a60cf2f
discipline | DTP_Template | 2026-06-05 | Asset_Metadata | Component | License Plate Recognition Camera B2 | MEP |  | JSON/COBie/IFC | IfcSensor | 0953452d-1324-4bee-aa77-3bcc5a60cf2f | assets[].discipline | 07_IFC_Metadata_EAV | 0953452d-1324-4bee-aa77-3bcc5a60cf2f
category | DTP_Template | 2026-06-05 | Asset_Metadata | Component | License Plate Recognition Camera B2 | LPR Camera |  | JSON/COBie/IFC | IfcSensor | 0953452d-1324-4bee-aa77-3bcc5a60cf2f | assets[].category | 07_IFC_Metadata_EAV | 0953452d-1324-4bee-aa77-3bcc5a60cf2f
asset_type | DTP_Template | 2026-06-05 | Asset_Metadata | Component | License Plate Recognition Camera B2 | LPRCamera |  | JSON/COBie/IFC | IfcSensor | 0953452d-1324-4bee-aa77-3bcc5a60cf2f | assets[].asset_type | 07_IFC_Metadata_EAV | 0953452d-1324-4bee-aa77-3bcc5a60cf2f
classification.uniclass_code | DTP_Template | 2026-06-05 | LOI_Classification | Component | License Plate Recognition Camera B2 | placeholder |  | JSON/COBie/IFC | IfcSensor | 0953452d-1324-4bee-aa77-3bcc5a60cf2f | assets[].classification.uniclass_code | 07_IFC_Metadata_EAV | 0953452d-1324-4bee-aa77-3bcc5a60cf2f
classification.omniclass_code | DTP_Template | 2026-06-05 | LOI_Classification | Component | License Plate Recognition Camera B2 | placeholder |  | JSON/COBie/IFC | IfcSensor | 0953452d-1324-4bee-aa77-3bcc5a60cf2f | assets[].classification.omniclass_code | 07_IFC_Metadata_EAV | 0953452d-1324-4bee-aa77-3bcc5a60cf2f
classification.local_classification | DTP_Template | 2026-06-05 | LOI_Classification | Component | License Plate Recognition Camera B2 | Parking/LPR Camera/LPRCamera |  | JSON/COBie/IFC | IfcSensor | 0953452d-1324-4bee-aa77-3bcc5a60cf2f | assets[].classification.local_classification | 07_IFC_Metadata_EAV | 0953452d-1324-4bee-aa77-3bcc5a60cf2f
location.facility_id | DTP_Template | 2026-06-05 | LOI_Location | Component | License Plate Recognition Camera B2 | FAC-OFFICE-TOWER-A |  | JSON/COBie/IFC | IfcSensor | 0953452d-1324-4bee-aa77-3bcc5a60cf2f | assets[].location.facility_id | 07_IFC_Metadata_EAV | 0953452d-1324-4bee-aa77-3bcc5a60cf2f
location.floor_id | DTP_Template | 2026-06-05 | LOI_Location | Component | License Plate Recognition Camera B2 | FL-B2 |  | JSON/COBie/IFC | IfcSensor | 0953452d-1324-4bee-aa77-3bcc5a60cf2f | assets[].location.floor_id | 07_IFC_Metadata_EAV | 0953452d-1324-4bee-aa77-3bcc5a60cf2f
location.space_id | DTP_Template | 2026-06-05 | LOI_Location | Component | License Plate Recognition Camera B2 | SP-B2-PARKING-A |  | JSON/COBie/IFC | IfcSensor | 0953452d-1324-4bee-aa77-3bcc5a60cf2f | assets[].location.space_id | 07_IFC_Metadata_EAV | 0953452d-1324-4bee-aa77-3bcc5a60cf2f
location.zone_id | DTP_Template | 2026-06-05 | LOI_Location | Component | License Plate Recognition Camera B2 | ZONE-FIRE-B1 |  | JSON/COBie/IFC | IfcSensor | 0953452d-1324-4bee-aa77-3bcc5a60cf2f | assets[].location.zone_id | 07_IFC_Metadata_EAV | 0953452d-1324-4bee-aa77-3bcc5a60cf2f
bim_mapping.ifc_guid | DTP_Template | 2026-06-05 | IFC_Core | Component | License Plate Recognition Camera B2 | 0953452d-1324-4bee-aa77-3bcc5a60cf2f |  | JSON/COBie/IFC | IfcSensor | 0953452d-1324-4bee-aa77-3bcc5a60cf2f | assets[].bim_mapping.ifc_guid | 07_IFC_Metadata_EAV | 0953452d-1324-4bee-aa77-3bcc5a60cf2f
bim_mapping.ifc_entity | DTP_Template | 2026-06-05 | IFC_Core | Component | License Plate Recognition Camera B2 | IfcSensor |  | JSON/COBie/IFC | IfcSensor | 0953452d-1324-4bee-aa77-3bcc5a60cf2f | assets[].bim_mapping.ifc_entity | 07_IFC_Metadata_EAV | 0953452d-1324-4bee-aa77-3bcc5a60cf2f
bim_mapping.ifc_name | DTP_Template | 2026-06-05 | IFC_Core | Component | License Plate Recognition Camera B2 | License Plate Recognition Camera B2 |  | JSON/COBie/IFC | IfcSensor | 0953452d-1324-4bee-aa77-3bcc5a60cf2f | assets[].bim_mapping.ifc_name | 07_IFC_Metadata_EAV | 0953452d-1324-4bee-aa77-3bcc5a60cf2f
bim_mapping.source_model_id | DTP_Template | 2026-06-05 | IFC_Core | Component | License Plate Recognition Camera B2 | IFC-MEP-001 |  | JSON/COBie/IFC | IfcSensor | 0953452d-1324-4bee-aa77-3bcc5a60cf2f | assets[].bim_mapping.source_model_id | 07_IFC_Metadata_EAV | 0953452d-1324-4bee-aa77-3bcc5a60cf2f
bim_mapping.global_id_locked | DTP_Template | 2026-06-05 | IFC_Core | Component | License Plate Recognition Camera B2 | TRUE |  | JSON/COBie/IFC | IfcSensor | 0953452d-1324-4bee-aa77-3bcc5a60cf2f | assets[].bim_mapping.global_id_locked | 07_IFC_Metadata_EAV | 0953452d-1324-4bee-aa77-3bcc5a60cf2f
cobie_mapping.component_name | DTP_Template | 2026-06-05 | Asset_Metadata | Component | License Plate Recognition Camera B2 | LPR-B2-001 |  | JSON/COBie/IFC | IfcSensor | 0953452d-1324-4bee-aa77-3bcc5a60cf2f | assets[].cobie_mapping.component_name | 07_IFC_Metadata_EAV | 0953452d-1324-4bee-aa77-3bcc5a60cf2f
cobie_mapping.type_name | DTP_Template | 2026-06-05 | Asset_Metadata | Component | License Plate Recognition Camera B2 | LPRCamera |  | JSON/COBie/IFC | IfcSensor | 0953452d-1324-4bee-aa77-3bcc5a60cf2f | assets[].cobie_mapping.type_name | 07_IFC_Metadata_EAV | 0953452d-1324-4bee-aa77-3bcc5a60cf2f
cobie_mapping.system_name | DTP_Template | 2026-06-05 | Asset_Metadata | Component | License Plate Recognition Camera B2 | Parking |  | JSON/COBie/IFC | IfcSensor | 0953452d-1324-4bee-aa77-3bcc5a60cf2f | assets[].cobie_mapping.system_name | 07_IFC_Metadata_EAV | 0953452d-1324-4bee-aa77-3bcc5a60cf2f
cobie_mapping.space_name | DTP_Template | 2026-06-05 | Asset_Metadata | Component | License Plate Recognition Camera B2 | SP-B2-PARKING-A |  | JSON/COBie/IFC | IfcSensor | 0953452d-1324-4bee-aa77-3bcc5a60cf2f | assets[].cobie_mapping.space_name | 07_IFC_Metadata_EAV | 0953452d-1324-4bee-aa77-3bcc5a60cf2f
manufacturer_data.manufacturer | DTP_Template | 2026-06-05 | LOI_Manufacturer | Component | License Plate Recognition Camera B2 | Generic Manufacturer |  | JSON/COBie/IFC | IfcSensor | 0953452d-1324-4bee-aa77-3bcc5a60cf2f | assets[].manufacturer_data.manufacturer | 07_IFC_Metadata_EAV | 0953452d-1324-4bee-aa77-3bcc5a60cf2f
manufacturer_data.model | DTP_Template | 2026-06-05 | LOI_Manufacturer | Component | License Plate Recognition Camera B2 | Model-Placeholder |  | JSON/COBie/IFC | IfcSensor | 0953452d-1324-4bee-aa77-3bcc5a60cf2f | assets[].manufacturer_data.model | 07_IFC_Metadata_EAV | 0953452d-1324-4bee-aa77-3bcc5a60cf2f
manufacturer_data.serial_number | DTP_Template | 2026-06-05 | LOI_Manufacturer | Component | License Plate Recognition Camera B2 | SN-LPR-B2-001 |  | JSON/COBie/IFC | IfcSensor | 0953452d-1324-4bee-aa77-3bcc5a60cf2f | assets[].manufacturer_data.serial_number | 07_IFC_Metadata_EAV | 0953452d-1324-4bee-aa77-3bcc5a60cf2f
manufacturer_data.installation_date | DTP_Template | 2026-06-05 | LOI_Manufacturer | Component | License Plate Recognition Camera B2 | 2026-05-15 |  | JSON/COBie/IFC | IfcSensor | 0953452d-1324-4bee-aa77-3bcc5a60cf2f | assets[].manufacturer_data.installation_date | 07_IFC_Metadata_EAV | 0953452d-1324-4bee-aa77-3bcc5a60cf2f
manufacturer_data.warranty_start_date | DTP_Template | 2026-06-05 | LOI_Manufacturer | Component | License Plate Recognition Camera B2 | 2026-06-01 |  | JSON/COBie/IFC | IfcSensor | 0953452d-1324-4bee-aa77-3bcc5a60cf2f | assets[].manufacturer_data.warranty_start_date | 07_IFC_Metadata_EAV | 0953452d-1324-4bee-aa77-3bcc5a60cf2f
manufacturer_data.warranty_end_date | DTP_Template | 2026-06-05 | LOI_Manufacturer | Component | License Plate Recognition Camera B2 | 2028-06-01 |  | JSON/COBie/IFC | IfcSensor | 0953452d-1324-4bee-aa77-3bcc5a60cf2f | assets[].manufacturer_data.warranty_end_date | 07_IFC_Metadata_EAV | 0953452d-1324-4bee-aa77-3bcc5a60cf2f
operation_data.maintainable | DTP_Template | 2026-06-05 | LOI_Operation_Maintenance | Component | License Plate Recognition Camera B2 | TRUE |  | JSON/COBie/IFC | IfcSensor | 0953452d-1324-4bee-aa77-3bcc5a60cf2f | assets[].operation_data.maintainable | 07_IFC_Metadata_EAV | 0953452d-1324-4bee-aa77-3bcc5a60cf2f
operation_data.criticality | DTP_Template | 2026-06-05 | LOI_Operation_Maintenance | Component | License Plate Recognition Camera B2 | Medium |  | JSON/COBie/IFC | IfcSensor | 0953452d-1324-4bee-aa77-3bcc5a60cf2f | assets[].operation_data.criticality | 07_IFC_Metadata_EAV | 0953452d-1324-4bee-aa77-3bcc5a60cf2f
operation_data.expected_life_years | DTP_Template | 2026-06-05 | LOI_Operation_Maintenance | Component | License Plate Recognition Camera B2 | 15 |  | JSON/COBie/IFC | IfcSensor | 0953452d-1324-4bee-aa77-3bcc5a60cf2f | assets[].operation_data.expected_life_years | 07_IFC_Metadata_EAV | 0953452d-1324-4bee-aa77-3bcc5a60cf2f
operation_data.maintenance_strategy | DTP_Template | 2026-06-05 | LOI_Operation_Maintenance | Component | License Plate Recognition Camera B2 | preventive_and_condition_based |  | JSON/COBie/IFC | IfcSensor | 0953452d-1324-4bee-aa77-3bcc5a60cf2f | assets[].operation_data.maintenance_strategy | 07_IFC_Metadata_EAV | 0953452d-1324-4bee-aa77-3bcc5a60cf2f
operation_data.cmms_asset_id | DTP_Template | 2026-06-05 | LOI_Operation_Maintenance | Component | License Plate Recognition Camera B2 | CMMS-LPR-B2-001 |  | JSON/COBie/IFC | IfcSensor | 0953452d-1324-4bee-aa77-3bcc5a60cf2f | assets[].operation_data.cmms_asset_id | 07_IFC_Metadata_EAV | 0953452d-1324-4bee-aa77-3bcc5a60cf2f
operation_data.spare_part_group | DTP_Template | 2026-06-05 | LOI_Operation_Maintenance | Component | License Plate Recognition Camera B2 | SPARE-LPR-CAMERA |  | JSON/COBie/IFC | IfcSensor | 0953452d-1324-4bee-aa77-3bcc5a60cf2f | assets[].operation_data.spare_part_group | 07_IFC_Metadata_EAV | 0953452d-1324-4bee-aa77-3bcc5a60cf2f
operation_data.manual_url | DTP_Template | 2026-06-05 | LOI_Operation_Maintenance | Component | License Plate Recognition Camera B2 | https://example.com/om_manuals/LPR-B2-001.pdf |  | JSON/COBie/IFC | IfcSensor | 0953452d-1324-4bee-aa77-3bcc5a60cf2f | assets[].operation_data.manual_url | 07_IFC_Metadata_EAV | 0953452d-1324-4bee-aa77-3bcc5a60cf2f
digital_twin.dt_entity_type | DTP_Template | 2026-06-05 | DTP_Metadata | Component | License Plate Recognition Camera B2 | asset |  | JSON/COBie/IFC | IfcSensor | 0953452d-1324-4bee-aa77-3bcc5a60cf2f | assets[].digital_twin.dt_entity_type | 07_IFC_Metadata_EAV | 0953452d-1324-4bee-aa77-3bcc5a60cf2f
digital_twin.state_source | DTP_Template | 2026-06-05 | DTP_Metadata | Component | License Plate Recognition Camera B2 | BMS/IoT/CMMS |  | JSON/COBie/IFC | IfcSensor | 0953452d-1324-4bee-aa77-3bcc5a60cf2f | assets[].digital_twin.state_source | 07_IFC_Metadata_EAV | 0953452d-1324-4bee-aa77-3bcc5a60cf2f
digital_twin.realtime_enabled | DTP_Template | 2026-06-05 | DTP_Metadata | Component | License Plate Recognition Camera B2 | TRUE |  | JSON/COBie/IFC | IfcSensor | 0953452d-1324-4bee-aa77-3bcc5a60cf2f | assets[].digital_twin.realtime_enabled | 07_IFC_Metadata_EAV | 0953452d-1324-4bee-aa77-3bcc5a60cf2f
digital_twin.history_enabled | DTP_Template | 2026-06-05 | DTP_Metadata | Component | License Plate Recognition Camera B2 | TRUE |  | JSON/COBie/IFC | IfcSensor | 0953452d-1324-4bee-aa77-3bcc5a60cf2f | assets[].digital_twin.history_enabled | 07_IFC_Metadata_EAV | 0953452d-1324-4bee-aa77-3bcc5a60cf2f
digital_twin.visual_selectable | DTP_Template | 2026-06-05 | DTP_Metadata | Component | License Plate Recognition Camera B2 | TRUE |  | JSON/COBie/IFC | IfcSensor | 0953452d-1324-4bee-aa77-3bcc5a60cf2f | assets[].digital_twin.visual_selectable | 07_IFC_Metadata_EAV | 0953452d-1324-4bee-aa77-3bcc5a60cf2f
digital_twin.visual_highlight_layer | DTP_Template | 2026-06-05 | DTP_Metadata | Component | License Plate Recognition Camera B2 | LAYER-ASSET-PARKING |  | JSON/COBie/IFC | IfcSensor | 0953452d-1324-4bee-aa77-3bcc5a60cf2f | assets[].digital_twin.visual_highlight_layer | 07_IFC_Metadata_EAV | 0953452d-1324-4bee-aa77-3bcc5a60cf2f
tags[0] | DTP_Template | 2026-06-05 | Asset_Metadata | Component | License Plate Recognition Camera B2 | parking |  | JSON/COBie/IFC | IfcSensor | 0953452d-1324-4bee-aa77-3bcc5a60cf2f | assets[].tags[0] | 07_IFC_Metadata_EAV | 0953452d-1324-4bee-aa77-3bcc5a60cf2f
tags[1] | DTP_Template | 2026-06-05 | Asset_Metadata | Component | License Plate Recognition Camera B2 | lpr_camera |  | JSON/COBie/IFC | IfcSensor | 0953452d-1324-4bee-aa77-3bcc5a60cf2f | assets[].tags[1] | 07_IFC_Metadata_EAV | 0953452d-1324-4bee-aa77-3bcc5a60cf2f
tags[2] | DTP_Template | 2026-06-05 | Asset_Metadata | Component | License Plate Recognition Camera B2 | lprcamera |  | JSON/COBie/IFC | IfcSensor | 0953452d-1324-4bee-aa77-3bcc5a60cf2f | assets[].tags[2] | 07_IFC_Metadata_EAV | 0953452d-1324-4bee-aa77-3bcc5a60cf2f
asset_id | DTP_Template | 2026-06-05 | Asset_Metadata | Component | Parking Barrier Gate B2 | PARK-GATE-B2-001 |  | JSON/COBie/IFC | IfcDoor | e1a99a10-ae7e-4869-8d03-c6b975bd820c | assets[].asset_id | 07_IFC_Metadata_EAV | e1a99a10-ae7e-4869-8d03-c6b975bd820c
asset_name | DTP_Template | 2026-06-05 | Asset_Metadata | Component | Parking Barrier Gate B2 | Parking Barrier Gate B2 |  | JSON/COBie/IFC | IfcDoor | e1a99a10-ae7e-4869-8d03-c6b975bd820c | assets[].asset_name | 07_IFC_Metadata_EAV | e1a99a10-ae7e-4869-8d03-c6b975bd820c
asset_status | DTP_Template | 2026-06-05 | Asset_Metadata | Component | Parking Barrier Gate B2 | in_service |  | JSON/COBie/IFC | IfcDoor | e1a99a10-ae7e-4869-8d03-c6b975bd820c | assets[].asset_status | 07_IFC_Metadata_EAV | e1a99a10-ae7e-4869-8d03-c6b975bd820c
system | DTP_Template | 2026-06-05 | Asset_Metadata | Component | Parking Barrier Gate B2 | Parking |  | JSON/COBie/IFC | IfcDoor | e1a99a10-ae7e-4869-8d03-c6b975bd820c | assets[].system | 07_IFC_Metadata_EAV | e1a99a10-ae7e-4869-8d03-c6b975bd820c
discipline | DTP_Template | 2026-06-05 | Asset_Metadata | Component | Parking Barrier Gate B2 | MEP |  | JSON/COBie/IFC | IfcDoor | e1a99a10-ae7e-4869-8d03-c6b975bd820c | assets[].discipline | 07_IFC_Metadata_EAV | e1a99a10-ae7e-4869-8d03-c6b975bd820c
category | DTP_Template | 2026-06-05 | Asset_Metadata | Component | Parking Barrier Gate B2 | Barrier Gate |  | JSON/COBie/IFC | IfcDoor | e1a99a10-ae7e-4869-8d03-c6b975bd820c | assets[].category | 07_IFC_Metadata_EAV | e1a99a10-ae7e-4869-8d03-c6b975bd820c
asset_type | DTP_Template | 2026-06-05 | Asset_Metadata | Component | Parking Barrier Gate B2 | BarrierGate |  | JSON/COBie/IFC | IfcDoor | e1a99a10-ae7e-4869-8d03-c6b975bd820c | assets[].asset_type | 07_IFC_Metadata_EAV | e1a99a10-ae7e-4869-8d03-c6b975bd820c
classification.uniclass_code | DTP_Template | 2026-06-05 | LOI_Classification | Component | Parking Barrier Gate B2 | placeholder |  | JSON/COBie/IFC | IfcDoor | e1a99a10-ae7e-4869-8d03-c6b975bd820c | assets[].classification.uniclass_code | 07_IFC_Metadata_EAV | e1a99a10-ae7e-4869-8d03-c6b975bd820c
classification.omniclass_code | DTP_Template | 2026-06-05 | LOI_Classification | Component | Parking Barrier Gate B2 | placeholder |  | JSON/COBie/IFC | IfcDoor | e1a99a10-ae7e-4869-8d03-c6b975bd820c | assets[].classification.omniclass_code | 07_IFC_Metadata_EAV | e1a99a10-ae7e-4869-8d03-c6b975bd820c
classification.local_classification | DTP_Template | 2026-06-05 | LOI_Classification | Component | Parking Barrier Gate B2 | Parking/Barrier Gate/BarrierGate |  | JSON/COBie/IFC | IfcDoor | e1a99a10-ae7e-4869-8d03-c6b975bd820c | assets[].classification.local_classification | 07_IFC_Metadata_EAV | e1a99a10-ae7e-4869-8d03-c6b975bd820c
location.facility_id | DTP_Template | 2026-06-05 | LOI_Location | Component | Parking Barrier Gate B2 | FAC-OFFICE-TOWER-A |  | JSON/COBie/IFC | IfcDoor | e1a99a10-ae7e-4869-8d03-c6b975bd820c | assets[].location.facility_id | 07_IFC_Metadata_EAV | e1a99a10-ae7e-4869-8d03-c6b975bd820c
location.floor_id | DTP_Template | 2026-06-05 | LOI_Location | Component | Parking Barrier Gate B2 | FL-B2 |  | JSON/COBie/IFC | IfcDoor | e1a99a10-ae7e-4869-8d03-c6b975bd820c | assets[].location.floor_id | 07_IFC_Metadata_EAV | e1a99a10-ae7e-4869-8d03-c6b975bd820c
location.space_id | DTP_Template | 2026-06-05 | LOI_Location | Component | Parking Barrier Gate B2 | SP-B2-PARKING-A |  | JSON/COBie/IFC | IfcDoor | e1a99a10-ae7e-4869-8d03-c6b975bd820c | assets[].location.space_id | 07_IFC_Metadata_EAV | e1a99a10-ae7e-4869-8d03-c6b975bd820c
location.zone_id | DTP_Template | 2026-06-05 | LOI_Location | Component | Parking Barrier Gate B2 | ZONE-FIRE-B1 |  | JSON/COBie/IFC | IfcDoor | e1a99a10-ae7e-4869-8d03-c6b975bd820c | assets[].location.zone_id | 07_IFC_Metadata_EAV | e1a99a10-ae7e-4869-8d03-c6b975bd820c
bim_mapping.ifc_guid | DTP_Template | 2026-06-05 | IFC_Core | Component | Parking Barrier Gate B2 | e1a99a10-ae7e-4869-8d03-c6b975bd820c |  | JSON/COBie/IFC | IfcDoor | e1a99a10-ae7e-4869-8d03-c6b975bd820c | assets[].bim_mapping.ifc_guid | 07_IFC_Metadata_EAV | e1a99a10-ae7e-4869-8d03-c6b975bd820c
bim_mapping.ifc_entity | DTP_Template | 2026-06-05 | IFC_Core | Component | Parking Barrier Gate B2 | IfcDoor |  | JSON/COBie/IFC | IfcDoor | e1a99a10-ae7e-4869-8d03-c6b975bd820c | assets[].bim_mapping.ifc_entity | 07_IFC_Metadata_EAV | e1a99a10-ae7e-4869-8d03-c6b975bd820c
bim_mapping.ifc_name | DTP_Template | 2026-06-05 | IFC_Core | Component | Parking Barrier Gate B2 | Parking Barrier Gate B2 |  | JSON/COBie/IFC | IfcDoor | e1a99a10-ae7e-4869-8d03-c6b975bd820c | assets[].bim_mapping.ifc_name | 07_IFC_Metadata_EAV | e1a99a10-ae7e-4869-8d03-c6b975bd820c
bim_mapping.source_model_id | DTP_Template | 2026-06-05 | IFC_Core | Component | Parking Barrier Gate B2 | IFC-MEP-001 |  | JSON/COBie/IFC | IfcDoor | e1a99a10-ae7e-4869-8d03-c6b975bd820c | assets[].bim_mapping.source_model_id | 07_IFC_Metadata_EAV | e1a99a10-ae7e-4869-8d03-c6b975bd820c
bim_mapping.global_id_locked | DTP_Template | 2026-06-05 | IFC_Core | Component | Parking Barrier Gate B2 | TRUE |  | JSON/COBie/IFC | IfcDoor | e1a99a10-ae7e-4869-8d03-c6b975bd820c | assets[].bim_mapping.global_id_locked | 07_IFC_Metadata_EAV | e1a99a10-ae7e-4869-8d03-c6b975bd820c
cobie_mapping.component_name | DTP_Template | 2026-06-05 | Asset_Metadata | Component | Parking Barrier Gate B2 | PARK-GATE-B2-001 |  | JSON/COBie/IFC | IfcDoor | e1a99a10-ae7e-4869-8d03-c6b975bd820c | assets[].cobie_mapping.component_name | 07_IFC_Metadata_EAV | e1a99a10-ae7e-4869-8d03-c6b975bd820c
cobie_mapping.type_name | DTP_Template | 2026-06-05 | Asset_Metadata | Component | Parking Barrier Gate B2 | BarrierGate |  | JSON/COBie/IFC | IfcDoor | e1a99a10-ae7e-4869-8d03-c6b975bd820c | assets[].cobie_mapping.type_name | 07_IFC_Metadata_EAV | e1a99a10-ae7e-4869-8d03-c6b975bd820c
cobie_mapping.system_name | DTP_Template | 2026-06-05 | Asset_Metadata | Component | Parking Barrier Gate B2 | Parking |  | JSON/COBie/IFC | IfcDoor | e1a99a10-ae7e-4869-8d03-c6b975bd820c | assets[].cobie_mapping.system_name | 07_IFC_Metadata_EAV | e1a99a10-ae7e-4869-8d03-c6b975bd820c
cobie_mapping.space_name | DTP_Template | 2026-06-05 | Asset_Metadata | Component | Parking Barrier Gate B2 | SP-B2-PARKING-A |  | JSON/COBie/IFC | IfcDoor | e1a99a10-ae7e-4869-8d03-c6b975bd820c | assets[].cobie_mapping.space_name | 07_IFC_Metadata_EAV | e1a99a10-ae7e-4869-8d03-c6b975bd820c
manufacturer_data.manufacturer | DTP_Template | 2026-06-05 | LOI_Manufacturer | Component | Parking Barrier Gate B2 | Generic Manufacturer |  | JSON/COBie/IFC | IfcDoor | e1a99a10-ae7e-4869-8d03-c6b975bd820c | assets[].manufacturer_data.manufacturer | 07_IFC_Metadata_EAV | e1a99a10-ae7e-4869-8d03-c6b975bd820c
manufacturer_data.model | DTP_Template | 2026-06-05 | LOI_Manufacturer | Component | Parking Barrier Gate B2 | Model-Placeholder |  | JSON/COBie/IFC | IfcDoor | e1a99a10-ae7e-4869-8d03-c6b975bd820c | assets[].manufacturer_data.model | 07_IFC_Metadata_EAV | e1a99a10-ae7e-4869-8d03-c6b975bd820c
manufacturer_data.serial_number | DTP_Template | 2026-06-05 | LOI_Manufacturer | Component | Parking Barrier Gate B2 | SN-PARK-GATE-B2-001 |  | JSON/COBie/IFC | IfcDoor | e1a99a10-ae7e-4869-8d03-c6b975bd820c | assets[].manufacturer_data.serial_number | 07_IFC_Metadata_EAV | e1a99a10-ae7e-4869-8d03-c6b975bd820c
manufacturer_data.installation_date | DTP_Template | 2026-06-05 | LOI_Manufacturer | Component | Parking Barrier Gate B2 | 2026-05-15 |  | JSON/COBie/IFC | IfcDoor | e1a99a10-ae7e-4869-8d03-c6b975bd820c | assets[].manufacturer_data.installation_date | 07_IFC_Metadata_EAV | e1a99a10-ae7e-4869-8d03-c6b975bd820c
manufacturer_data.warranty_start_date | DTP_Template | 2026-06-05 | LOI_Manufacturer | Component | Parking Barrier Gate B2 | 2026-06-01 |  | JSON/COBie/IFC | IfcDoor | e1a99a10-ae7e-4869-8d03-c6b975bd820c | assets[].manufacturer_data.warranty_start_date | 07_IFC_Metadata_EAV | e1a99a10-ae7e-4869-8d03-c6b975bd820c
manufacturer_data.warranty_end_date | DTP_Template | 2026-06-05 | LOI_Manufacturer | Component | Parking Barrier Gate B2 | 2028-06-01 |  | JSON/COBie/IFC | IfcDoor | e1a99a10-ae7e-4869-8d03-c6b975bd820c | assets[].manufacturer_data.warranty_end_date | 07_IFC_Metadata_EAV | e1a99a10-ae7e-4869-8d03-c6b975bd820c
operation_data.maintainable | DTP_Template | 2026-06-05 | LOI_Operation_Maintenance | Component | Parking Barrier Gate B2 | TRUE |  | JSON/COBie/IFC | IfcDoor | e1a99a10-ae7e-4869-8d03-c6b975bd820c | assets[].operation_data.maintainable | 07_IFC_Metadata_EAV | e1a99a10-ae7e-4869-8d03-c6b975bd820c
operation_data.criticality | DTP_Template | 2026-06-05 | LOI_Operation_Maintenance | Component | Parking Barrier Gate B2 | Medium |  | JSON/COBie/IFC | IfcDoor | e1a99a10-ae7e-4869-8d03-c6b975bd820c | assets[].operation_data.criticality | 07_IFC_Metadata_EAV | e1a99a10-ae7e-4869-8d03-c6b975bd820c
operation_data.expected_life_years | DTP_Template | 2026-06-05 | LOI_Operation_Maintenance | Component | Parking Barrier Gate B2 | 15 |  | JSON/COBie/IFC | IfcDoor | e1a99a10-ae7e-4869-8d03-c6b975bd820c | assets[].operation_data.expected_life_years | 07_IFC_Metadata_EAV | e1a99a10-ae7e-4869-8d03-c6b975bd820c
operation_data.maintenance_strategy | DTP_Template | 2026-06-05 | LOI_Operation_Maintenance | Component | Parking Barrier Gate B2 | preventive_and_condition_based |  | JSON/COBie/IFC | IfcDoor | e1a99a10-ae7e-4869-8d03-c6b975bd820c | assets[].operation_data.maintenance_strategy | 07_IFC_Metadata_EAV | e1a99a10-ae7e-4869-8d03-c6b975bd820c
operation_data.cmms_asset_id | DTP_Template | 2026-06-05 | LOI_Operation_Maintenance | Component | Parking Barrier Gate B2 | CMMS-PARK-GATE-B2-001 |  | JSON/COBie/IFC | IfcDoor | e1a99a10-ae7e-4869-8d03-c6b975bd820c | assets[].operation_data.cmms_asset_id | 07_IFC_Metadata_EAV | e1a99a10-ae7e-4869-8d03-c6b975bd820c
operation_data.spare_part_group | DTP_Template | 2026-06-05 | LOI_Operation_Maintenance | Component | Parking Barrier Gate B2 | SPARE-BARRIER-GATE |  | JSON/COBie/IFC | IfcDoor | e1a99a10-ae7e-4869-8d03-c6b975bd820c | assets[].operation_data.spare_part_group | 07_IFC_Metadata_EAV | e1a99a10-ae7e-4869-8d03-c6b975bd820c
operation_data.manual_url | DTP_Template | 2026-06-05 | LOI_Operation_Maintenance | Component | Parking Barrier Gate B2 | https://example.com/om_manuals/PARK-GATE-B2-001.pdf |  | JSON/COBie/IFC | IfcDoor | e1a99a10-ae7e-4869-8d03-c6b975bd820c | assets[].operation_data.manual_url | 07_IFC_Metadata_EAV | e1a99a10-ae7e-4869-8d03-c6b975bd820c
digital_twin.dt_entity_type | DTP_Template | 2026-06-05 | DTP_Metadata | Component | Parking Barrier Gate B2 | asset |  | JSON/COBie/IFC | IfcDoor | e1a99a10-ae7e-4869-8d03-c6b975bd820c | assets[].digital_twin.dt_entity_type | 07_IFC_Metadata_EAV | e1a99a10-ae7e-4869-8d03-c6b975bd820c
digital_twin.state_source | DTP_Template | 2026-06-05 | DTP_Metadata | Component | Parking Barrier Gate B2 | BMS/IoT/CMMS |  | JSON/COBie/IFC | IfcDoor | e1a99a10-ae7e-4869-8d03-c6b975bd820c | assets[].digital_twin.state_source | 07_IFC_Metadata_EAV | e1a99a10-ae7e-4869-8d03-c6b975bd820c
digital_twin.realtime_enabled | DTP_Template | 2026-06-05 | DTP_Metadata | Component | Parking Barrier Gate B2 | TRUE |  | JSON/COBie/IFC | IfcDoor | e1a99a10-ae7e-4869-8d03-c6b975bd820c | assets[].digital_twin.realtime_enabled | 07_IFC_Metadata_EAV | e1a99a10-ae7e-4869-8d03-c6b975bd820c
digital_twin.history_enabled | DTP_Template | 2026-06-05 | DTP_Metadata | Component | Parking Barrier Gate B2 | TRUE |  | JSON/COBie/IFC | IfcDoor | e1a99a10-ae7e-4869-8d03-c6b975bd820c | assets[].digital_twin.history_enabled | 07_IFC_Metadata_EAV | e1a99a10-ae7e-4869-8d03-c6b975bd820c
digital_twin.visual_selectable | DTP_Template | 2026-06-05 | DTP_Metadata | Component | Parking Barrier Gate B2 | TRUE |  | JSON/COBie/IFC | IfcDoor | e1a99a10-ae7e-4869-8d03-c6b975bd820c | assets[].digital_twin.visual_selectable | 07_IFC_Metadata_EAV | e1a99a10-ae7e-4869-8d03-c6b975bd820c
digital_twin.visual_highlight_layer | DTP_Template | 2026-06-05 | DTP_Metadata | Component | Parking Barrier Gate B2 | LAYER-ASSET-PARKING |  | JSON/COBie/IFC | IfcDoor | e1a99a10-ae7e-4869-8d03-c6b975bd820c | assets[].digital_twin.visual_highlight_layer | 07_IFC_Metadata_EAV | e1a99a10-ae7e-4869-8d03-c6b975bd820c
tags[0] | DTP_Template | 2026-06-05 | Asset_Metadata | Component | Parking Barrier Gate B2 | parking |  | JSON/COBie/IFC | IfcDoor | e1a99a10-ae7e-4869-8d03-c6b975bd820c | assets[].tags[0] | 07_IFC_Metadata_EAV | e1a99a10-ae7e-4869-8d03-c6b975bd820c
tags[1] | DTP_Template | 2026-06-05 | Asset_Metadata | Component | Parking Barrier Gate B2 | barrier_gate |  | JSON/COBie/IFC | IfcDoor | e1a99a10-ae7e-4869-8d03-c6b975bd820c | assets[].tags[1] | 07_IFC_Metadata_EAV | e1a99a10-ae7e-4869-8d03-c6b975bd820c
tags[2] | DTP_Template | 2026-06-05 | Asset_Metadata | Component | Parking Barrier Gate B2 | barriergate |  | JSON/COBie/IFC | IfcDoor | e1a99a10-ae7e-4869-8d03-c6b975bd820c | assets[].tags[2] | 07_IFC_Metadata_EAV | e1a99a10-ae7e-4869-8d03-c6b975bd820c
asset_id | DTP_Template | 2026-06-05 | Asset_Metadata | Component | Indoor Air Quality Sensor L01-001 | IAQ-L01-001 |  | JSON/COBie/IFC | IfcSensor | 16dca2c1-2ae4-43dd-92a9-1bb37aa9f988 | assets[].asset_id | 07_IFC_Metadata_EAV | 16dca2c1-2ae4-43dd-92a9-1bb37aa9f988
asset_name | DTP_Template | 2026-06-05 | Asset_Metadata | Component | Indoor Air Quality Sensor L01-001 | Indoor Air Quality Sensor L01-001 |  | JSON/COBie/IFC | IfcSensor | 16dca2c1-2ae4-43dd-92a9-1bb37aa9f988 | assets[].asset_name | 07_IFC_Metadata_EAV | 16dca2c1-2ae4-43dd-92a9-1bb37aa9f988
asset_status | DTP_Template | 2026-06-05 | Asset_Metadata | Component | Indoor Air Quality Sensor L01-001 | in_service |  | JSON/COBie/IFC | IfcSensor | 16dca2c1-2ae4-43dd-92a9-1bb37aa9f988 | assets[].asset_status | 07_IFC_Metadata_EAV | 16dca2c1-2ae4-43dd-92a9-1bb37aa9f988
system | DTP_Template | 2026-06-05 | Asset_Metadata | Component | Indoor Air Quality Sensor L01-001 | Environmental Monitoring |  | JSON/COBie/IFC | IfcSensor | 16dca2c1-2ae4-43dd-92a9-1bb37aa9f988 | assets[].system | 07_IFC_Metadata_EAV | 16dca2c1-2ae4-43dd-92a9-1bb37aa9f988
discipline | DTP_Template | 2026-06-05 | Asset_Metadata | Component | Indoor Air Quality Sensor L01-001 | MEP |  | JSON/COBie/IFC | IfcSensor | 16dca2c1-2ae4-43dd-92a9-1bb37aa9f988 | assets[].discipline | 07_IFC_Metadata_EAV | 16dca2c1-2ae4-43dd-92a9-1bb37aa9f988
category | DTP_Template | 2026-06-05 | Asset_Metadata | Component | Indoor Air Quality Sensor L01-001 | IAQ Sensor |  | JSON/COBie/IFC | IfcSensor | 16dca2c1-2ae4-43dd-92a9-1bb37aa9f988 | assets[].category | 07_IFC_Metadata_EAV | 16dca2c1-2ae4-43dd-92a9-1bb37aa9f988
asset_type | DTP_Template | 2026-06-05 | Asset_Metadata | Component | Indoor Air Quality Sensor L01-001 | IAQSensor |  | JSON/COBie/IFC | IfcSensor | 16dca2c1-2ae4-43dd-92a9-1bb37aa9f988 | assets[].asset_type | 07_IFC_Metadata_EAV | 16dca2c1-2ae4-43dd-92a9-1bb37aa9f988
classification.uniclass_code | DTP_Template | 2026-06-05 | LOI_Classification | Component | Indoor Air Quality Sensor L01-001 | placeholder |  | JSON/COBie/IFC | IfcSensor | 16dca2c1-2ae4-43dd-92a9-1bb37aa9f988 | assets[].classification.uniclass_code | 07_IFC_Metadata_EAV | 16dca2c1-2ae4-43dd-92a9-1bb37aa9f988
classification.omniclass_code | DTP_Template | 2026-06-05 | LOI_Classification | Component | Indoor Air Quality Sensor L01-001 | placeholder |  | JSON/COBie/IFC | IfcSensor | 16dca2c1-2ae4-43dd-92a9-1bb37aa9f988 | assets[].classification.omniclass_code | 07_IFC_Metadata_EAV | 16dca2c1-2ae4-43dd-92a9-1bb37aa9f988
classification.local_classification | DTP_Template | 2026-06-05 | LOI_Classification | Component | Indoor Air Quality Sensor L01-001 | Environmental Monitoring/IAQ Sensor/IAQSensor |  | JSON/COBie/IFC | IfcSensor | 16dca2c1-2ae4-43dd-92a9-1bb37aa9f988 | assets[].classification.local_classification | 07_IFC_Metadata_EAV | 16dca2c1-2ae4-43dd-92a9-1bb37aa9f988
location.facility_id | DTP_Template | 2026-06-05 | LOI_Location | Component | Indoor Air Quality Sensor L01-001 | FAC-OFFICE-TOWER-A |  | JSON/COBie/IFC | IfcSensor | 16dca2c1-2ae4-43dd-92a9-1bb37aa9f988 | assets[].location.facility_id | 07_IFC_Metadata_EAV | 16dca2c1-2ae4-43dd-92a9-1bb37aa9f988
location.floor_id | DTP_Template | 2026-06-05 | LOI_Location | Component | Indoor Air Quality Sensor L01-001 | FL-L01 |  | JSON/COBie/IFC | IfcSensor | 16dca2c1-2ae4-43dd-92a9-1bb37aa9f988 | assets[].location.floor_id | 07_IFC_Metadata_EAV | 16dca2c1-2ae4-43dd-92a9-1bb37aa9f988
location.space_id | DTP_Template | 2026-06-05 | LOI_Location | Component | Indoor Air Quality Sensor L01-001 | SP-L01-LOBBY |  | JSON/COBie/IFC | IfcSensor | 16dca2c1-2ae4-43dd-92a9-1bb37aa9f988 | assets[].location.space_id | 07_IFC_Metadata_EAV | 16dca2c1-2ae4-43dd-92a9-1bb37aa9f988
location.zone_id | DTP_Template | 2026-06-05 | LOI_Location | Component | Indoor Air Quality Sensor L01-001 | ZONE-PUBLIC-L01 |  | JSON/COBie/IFC | IfcSensor | 16dca2c1-2ae4-43dd-92a9-1bb37aa9f988 | assets[].location.zone_id | 07_IFC_Metadata_EAV | 16dca2c1-2ae4-43dd-92a9-1bb37aa9f988
bim_mapping.ifc_guid | DTP_Template | 2026-06-05 | IFC_Core | Component | Indoor Air Quality Sensor L01-001 | 16dca2c1-2ae4-43dd-92a9-1bb37aa9f988 |  | JSON/COBie/IFC | IfcSensor | 16dca2c1-2ae4-43dd-92a9-1bb37aa9f988 | assets[].bim_mapping.ifc_guid | 07_IFC_Metadata_EAV | 16dca2c1-2ae4-43dd-92a9-1bb37aa9f988
bim_mapping.ifc_entity | DTP_Template | 2026-06-05 | IFC_Core | Component | Indoor Air Quality Sensor L01-001 | IfcSensor |  | JSON/COBie/IFC | IfcSensor | 16dca2c1-2ae4-43dd-92a9-1bb37aa9f988 | assets[].bim_mapping.ifc_entity | 07_IFC_Metadata_EAV | 16dca2c1-2ae4-43dd-92a9-1bb37aa9f988
bim_mapping.ifc_name | DTP_Template | 2026-06-05 | IFC_Core | Component | Indoor Air Quality Sensor L01-001 | Indoor Air Quality Sensor L01-001 |  | JSON/COBie/IFC | IfcSensor | 16dca2c1-2ae4-43dd-92a9-1bb37aa9f988 | assets[].bim_mapping.ifc_name | 07_IFC_Metadata_EAV | 16dca2c1-2ae4-43dd-92a9-1bb37aa9f988
bim_mapping.source_model_id | DTP_Template | 2026-06-05 | IFC_Core | Component | Indoor Air Quality Sensor L01-001 | IFC-MEP-001 |  | JSON/COBie/IFC | IfcSensor | 16dca2c1-2ae4-43dd-92a9-1bb37aa9f988 | assets[].bim_mapping.source_model_id | 07_IFC_Metadata_EAV | 16dca2c1-2ae4-43dd-92a9-1bb37aa9f988
bim_mapping.global_id_locked | DTP_Template | 2026-06-05 | IFC_Core | Component | Indoor Air Quality Sensor L01-001 | TRUE |  | JSON/COBie/IFC | IfcSensor | 16dca2c1-2ae4-43dd-92a9-1bb37aa9f988 | assets[].bim_mapping.global_id_locked | 07_IFC_Metadata_EAV | 16dca2c1-2ae4-43dd-92a9-1bb37aa9f988
cobie_mapping.component_name | DTP_Template | 2026-06-05 | Asset_Metadata | Component | Indoor Air Quality Sensor L01-001 | IAQ-L01-001 |  | JSON/COBie/IFC | IfcSensor | 16dca2c1-2ae4-43dd-92a9-1bb37aa9f988 | assets[].cobie_mapping.component_name | 07_IFC_Metadata_EAV | 16dca2c1-2ae4-43dd-92a9-1bb37aa9f988
cobie_mapping.type_name | DTP_Template | 2026-06-05 | Asset_Metadata | Component | Indoor Air Quality Sensor L01-001 | IAQSensor |  | JSON/COBie/IFC | IfcSensor | 16dca2c1-2ae4-43dd-92a9-1bb37aa9f988 | assets[].cobie_mapping.type_name | 07_IFC_Metadata_EAV | 16dca2c1-2ae4-43dd-92a9-1bb37aa9f988
cobie_mapping.system_name | DTP_Template | 2026-06-05 | Asset_Metadata | Component | Indoor Air Quality Sensor L01-001 | Environmental Monitoring |  | JSON/COBie/IFC | IfcSensor | 16dca2c1-2ae4-43dd-92a9-1bb37aa9f988 | assets[].cobie_mapping.system_name | 07_IFC_Metadata_EAV | 16dca2c1-2ae4-43dd-92a9-1bb37aa9f988
cobie_mapping.space_name | DTP_Template | 2026-06-05 | Asset_Metadata | Component | Indoor Air Quality Sensor L01-001 | SP-L01-LOBBY |  | JSON/COBie/IFC | IfcSensor | 16dca2c1-2ae4-43dd-92a9-1bb37aa9f988 | assets[].cobie_mapping.space_name | 07_IFC_Metadata_EAV | 16dca2c1-2ae4-43dd-92a9-1bb37aa9f988
manufacturer_data.manufacturer | DTP_Template | 2026-06-05 | LOI_Manufacturer | Component | Indoor Air Quality Sensor L01-001 | Generic Manufacturer |  | JSON/COBie/IFC | IfcSensor | 16dca2c1-2ae4-43dd-92a9-1bb37aa9f988 | assets[].manufacturer_data.manufacturer | 07_IFC_Metadata_EAV | 16dca2c1-2ae4-43dd-92a9-1bb37aa9f988
manufacturer_data.model | DTP_Template | 2026-06-05 | LOI_Manufacturer | Component | Indoor Air Quality Sensor L01-001 | Model-Placeholder |  | JSON/COBie/IFC | IfcSensor | 16dca2c1-2ae4-43dd-92a9-1bb37aa9f988 | assets[].manufacturer_data.model | 07_IFC_Metadata_EAV | 16dca2c1-2ae4-43dd-92a9-1bb37aa9f988
manufacturer_data.serial_number | DTP_Template | 2026-06-05 | LOI_Manufacturer | Component | Indoor Air Quality Sensor L01-001 | SN-IAQ-L01-001 |  | JSON/COBie/IFC | IfcSensor | 16dca2c1-2ae4-43dd-92a9-1bb37aa9f988 | assets[].manufacturer_data.serial_number | 07_IFC_Metadata_EAV | 16dca2c1-2ae4-43dd-92a9-1bb37aa9f988
manufacturer_data.installation_date | DTP_Template | 2026-06-05 | LOI_Manufacturer | Component | Indoor Air Quality Sensor L01-001 | 2026-05-15 |  | JSON/COBie/IFC | IfcSensor | 16dca2c1-2ae4-43dd-92a9-1bb37aa9f988 | assets[].manufacturer_data.installation_date | 07_IFC_Metadata_EAV | 16dca2c1-2ae4-43dd-92a9-1bb37aa9f988
manufacturer_data.warranty_start_date | DTP_Template | 2026-06-05 | LOI_Manufacturer | Component | Indoor Air Quality Sensor L01-001 | 2026-06-01 |  | JSON/COBie/IFC | IfcSensor | 16dca2c1-2ae4-43dd-92a9-1bb37aa9f988 | assets[].manufacturer_data.warranty_start_date | 07_IFC_Metadata_EAV | 16dca2c1-2ae4-43dd-92a9-1bb37aa9f988
manufacturer_data.warranty_end_date | DTP_Template | 2026-06-05 | LOI_Manufacturer | Component | Indoor Air Quality Sensor L01-001 | 2028-06-01 |  | JSON/COBie/IFC | IfcSensor | 16dca2c1-2ae4-43dd-92a9-1bb37aa9f988 | assets[].manufacturer_data.warranty_end_date | 07_IFC_Metadata_EAV | 16dca2c1-2ae4-43dd-92a9-1bb37aa9f988
operation_data.maintainable | DTP_Template | 2026-06-05 | LOI_Operation_Maintenance | Component | Indoor Air Quality Sensor L01-001 | TRUE |  | JSON/COBie/IFC | IfcSensor | 16dca2c1-2ae4-43dd-92a9-1bb37aa9f988 | assets[].operation_data.maintainable | 07_IFC_Metadata_EAV | 16dca2c1-2ae4-43dd-92a9-1bb37aa9f988
operation_data.criticality | DTP_Template | 2026-06-05 | LOI_Operation_Maintenance | Component | Indoor Air Quality Sensor L01-001 | Medium |  | JSON/COBie/IFC | IfcSensor | 16dca2c1-2ae4-43dd-92a9-1bb37aa9f988 | assets[].operation_data.criticality | 07_IFC_Metadata_EAV | 16dca2c1-2ae4-43dd-92a9-1bb37aa9f988
operation_data.expected_life_years | DTP_Template | 2026-06-05 | LOI_Operation_Maintenance | Component | Indoor Air Quality Sensor L01-001 | 15 |  | JSON/COBie/IFC | IfcSensor | 16dca2c1-2ae4-43dd-92a9-1bb37aa9f988 | assets[].operation_data.expected_life_years | 07_IFC_Metadata_EAV | 16dca2c1-2ae4-43dd-92a9-1bb37aa9f988
operation_data.maintenance_strategy | DTP_Template | 2026-06-05 | LOI_Operation_Maintenance | Component | Indoor Air Quality Sensor L01-001 | preventive_and_condition_based |  | JSON/COBie/IFC | IfcSensor | 16dca2c1-2ae4-43dd-92a9-1bb37aa9f988 | assets[].operation_data.maintenance_strategy | 07_IFC_Metadata_EAV | 16dca2c1-2ae4-43dd-92a9-1bb37aa9f988
operation_data.cmms_asset_id | DTP_Template | 2026-06-05 | LOI_Operation_Maintenance | Component | Indoor Air Quality Sensor L01-001 | CMMS-IAQ-L01-001 |  | JSON/COBie/IFC | IfcSensor | 16dca2c1-2ae4-43dd-92a9-1bb37aa9f988 | assets[].operation_data.cmms_asset_id | 07_IFC_Metadata_EAV | 16dca2c1-2ae4-43dd-92a9-1bb37aa9f988
operation_data.spare_part_group | DTP_Template | 2026-06-05 | LOI_Operation_Maintenance | Component | Indoor Air Quality Sensor L01-001 | SPARE-IAQ-SENSOR |  | JSON/COBie/IFC | IfcSensor | 16dca2c1-2ae4-43dd-92a9-1bb37aa9f988 | assets[].operation_data.spare_part_group | 07_IFC_Metadata_EAV | 16dca2c1-2ae4-43dd-92a9-1bb37aa9f988
operation_data.manual_url | DTP_Template | 2026-06-05 | LOI_Operation_Maintenance | Component | Indoor Air Quality Sensor L01-001 | https://example.com/om_manuals/IAQ-L01-001.pdf |  | JSON/COBie/IFC | IfcSensor | 16dca2c1-2ae4-43dd-92a9-1bb37aa9f988 | assets[].operation_data.manual_url | 07_IFC_Metadata_EAV | 16dca2c1-2ae4-43dd-92a9-1bb37aa9f988
digital_twin.dt_entity_type | DTP_Template | 2026-06-05 | DTP_Metadata | Component | Indoor Air Quality Sensor L01-001 | asset |  | JSON/COBie/IFC | IfcSensor | 16dca2c1-2ae4-43dd-92a9-1bb37aa9f988 | assets[].digital_twin.dt_entity_type | 07_IFC_Metadata_EAV | 16dca2c1-2ae4-43dd-92a9-1bb37aa9f988
digital_twin.state_source | DTP_Template | 2026-06-05 | DTP_Metadata | Component | Indoor Air Quality Sensor L01-001 | BMS/IoT/CMMS |  | JSON/COBie/IFC | IfcSensor | 16dca2c1-2ae4-43dd-92a9-1bb37aa9f988 | assets[].digital_twin.state_source | 07_IFC_Metadata_EAV | 16dca2c1-2ae4-43dd-92a9-1bb37aa9f988
digital_twin.realtime_enabled | DTP_Template | 2026-06-05 | DTP_Metadata | Component | Indoor Air Quality Sensor L01-001 | TRUE |  | JSON/COBie/IFC | IfcSensor | 16dca2c1-2ae4-43dd-92a9-1bb37aa9f988 | assets[].digital_twin.realtime_enabled | 07_IFC_Metadata_EAV | 16dca2c1-2ae4-43dd-92a9-1bb37aa9f988
digital_twin.history_enabled | DTP_Template | 2026-06-05 | DTP_Metadata | Component | Indoor Air Quality Sensor L01-001 | TRUE |  | JSON/COBie/IFC | IfcSensor | 16dca2c1-2ae4-43dd-92a9-1bb37aa9f988 | assets[].digital_twin.history_enabled | 07_IFC_Metadata_EAV | 16dca2c1-2ae4-43dd-92a9-1bb37aa9f988
digital_twin.visual_selectable | DTP_Template | 2026-06-05 | DTP_Metadata | Component | Indoor Air Quality Sensor L01-001 | TRUE |  | JSON/COBie/IFC | IfcSensor | 16dca2c1-2ae4-43dd-92a9-1bb37aa9f988 | assets[].digital_twin.visual_selectable | 07_IFC_Metadata_EAV | 16dca2c1-2ae4-43dd-92a9-1bb37aa9f988
digital_twin.visual_highlight_layer | DTP_Template | 2026-06-05 | DTP_Metadata | Component | Indoor Air Quality Sensor L01-001 | LAYER-ASSET-ENVIRONMENTAL-MONITORING |  | JSON/COBie/IFC | IfcSensor | 16dca2c1-2ae4-43dd-92a9-1bb37aa9f988 | assets[].digital_twin.visual_highlight_layer | 07_IFC_Metadata_EAV | 16dca2c1-2ae4-43dd-92a9-1bb37aa9f988
tags[0] | DTP_Template | 2026-06-05 | Asset_Metadata | Component | Indoor Air Quality Sensor L01-001 | environmental_monitoring |  | JSON/COBie/IFC | IfcSensor | 16dca2c1-2ae4-43dd-92a9-1bb37aa9f988 | assets[].tags[0] | 07_IFC_Metadata_EAV | 16dca2c1-2ae4-43dd-92a9-1bb37aa9f988
tags[1] | DTP_Template | 2026-06-05 | Asset_Metadata | Component | Indoor Air Quality Sensor L01-001 | iaq_sensor |  | JSON/COBie/IFC | IfcSensor | 16dca2c1-2ae4-43dd-92a9-1bb37aa9f988 | assets[].tags[1] | 07_IFC_Metadata_EAV | 16dca2c1-2ae4-43dd-92a9-1bb37aa9f988
tags[2] | DTP_Template | 2026-06-05 | Asset_Metadata | Component | Indoor Air Quality Sensor L01-001 | iaqsensor |  | JSON/COBie/IFC | IfcSensor | 16dca2c1-2ae4-43dd-92a9-1bb37aa9f988 | assets[].tags[2] | 07_IFC_Metadata_EAV | 16dca2c1-2ae4-43dd-92a9-1bb37aa9f988
asset_id | DTP_Template | 2026-06-05 | Asset_Metadata | Component | Occupancy Sensor L01-001 | OCC-L01-001 |  | JSON/COBie/IFC | IfcSensor | 9f1f6e0c-0e40-42d5-8803-423e45f98a24 | assets[].asset_id | 07_IFC_Metadata_EAV | 9f1f6e0c-0e40-42d5-8803-423e45f98a24
asset_name | DTP_Template | 2026-06-05 | Asset_Metadata | Component | Occupancy Sensor L01-001 | Occupancy Sensor L01-001 |  | JSON/COBie/IFC | IfcSensor | 9f1f6e0c-0e40-42d5-8803-423e45f98a24 | assets[].asset_name | 07_IFC_Metadata_EAV | 9f1f6e0c-0e40-42d5-8803-423e45f98a24
asset_status | DTP_Template | 2026-06-05 | Asset_Metadata | Component | Occupancy Sensor L01-001 | in_service |  | JSON/COBie/IFC | IfcSensor | 9f1f6e0c-0e40-42d5-8803-423e45f98a24 | assets[].asset_status | 07_IFC_Metadata_EAV | 9f1f6e0c-0e40-42d5-8803-423e45f98a24
system | DTP_Template | 2026-06-05 | Asset_Metadata | Component | Occupancy Sensor L01-001 | Occupancy |  | JSON/COBie/IFC | IfcSensor | 9f1f6e0c-0e40-42d5-8803-423e45f98a24 | assets[].system | 07_IFC_Metadata_EAV | 9f1f6e0c-0e40-42d5-8803-423e45f98a24
discipline | DTP_Template | 2026-06-05 | Asset_Metadata | Component | Occupancy Sensor L01-001 | MEP |  | JSON/COBie/IFC | IfcSensor | 9f1f6e0c-0e40-42d5-8803-423e45f98a24 | assets[].discipline | 07_IFC_Metadata_EAV | 9f1f6e0c-0e40-42d5-8803-423e45f98a24
category | DTP_Template | 2026-06-05 | Asset_Metadata | Component | Occupancy Sensor L01-001 | Occupancy Sensor |  | JSON/COBie/IFC | IfcSensor | 9f1f6e0c-0e40-42d5-8803-423e45f98a24 | assets[].category | 07_IFC_Metadata_EAV | 9f1f6e0c-0e40-42d5-8803-423e45f98a24
asset_type | DTP_Template | 2026-06-05 | Asset_Metadata | Component | Occupancy Sensor L01-001 | OccupancySensor |  | JSON/COBie/IFC | IfcSensor | 9f1f6e0c-0e40-42d5-8803-423e45f98a24 | assets[].asset_type | 07_IFC_Metadata_EAV | 9f1f6e0c-0e40-42d5-8803-423e45f98a24
classification.uniclass_code | DTP_Template | 2026-06-05 | LOI_Classification | Component | Occupancy Sensor L01-001 | placeholder |  | JSON/COBie/IFC | IfcSensor | 9f1f6e0c-0e40-42d5-8803-423e45f98a24 | assets[].classification.uniclass_code | 07_IFC_Metadata_EAV | 9f1f6e0c-0e40-42d5-8803-423e45f98a24
classification.omniclass_code | DTP_Template | 2026-06-05 | LOI_Classification | Component | Occupancy Sensor L01-001 | placeholder |  | JSON/COBie/IFC | IfcSensor | 9f1f6e0c-0e40-42d5-8803-423e45f98a24 | assets[].classification.omniclass_code | 07_IFC_Metadata_EAV | 9f1f6e0c-0e40-42d5-8803-423e45f98a24
classification.local_classification | DTP_Template | 2026-06-05 | LOI_Classification | Component | Occupancy Sensor L01-001 | Occupancy/Occupancy Sensor/OccupancySensor |  | JSON/COBie/IFC | IfcSensor | 9f1f6e0c-0e40-42d5-8803-423e45f98a24 | assets[].classification.local_classification | 07_IFC_Metadata_EAV | 9f1f6e0c-0e40-42d5-8803-423e45f98a24
location.facility_id | DTP_Template | 2026-06-05 | LOI_Location | Component | Occupancy Sensor L01-001 | FAC-OFFICE-TOWER-A |  | JSON/COBie/IFC | IfcSensor | 9f1f6e0c-0e40-42d5-8803-423e45f98a24 | assets[].location.facility_id | 07_IFC_Metadata_EAV | 9f1f6e0c-0e40-42d5-8803-423e45f98a24
location.floor_id | DTP_Template | 2026-06-05 | LOI_Location | Component | Occupancy Sensor L01-001 | FL-L01 |  | JSON/COBie/IFC | IfcSensor | 9f1f6e0c-0e40-42d5-8803-423e45f98a24 | assets[].location.floor_id | 07_IFC_Metadata_EAV | 9f1f6e0c-0e40-42d5-8803-423e45f98a24
location.space_id | DTP_Template | 2026-06-05 | LOI_Location | Component | Occupancy Sensor L01-001 | SP-L01-LOBBY |  | JSON/COBie/IFC | IfcSensor | 9f1f6e0c-0e40-42d5-8803-423e45f98a24 | assets[].location.space_id | 07_IFC_Metadata_EAV | 9f1f6e0c-0e40-42d5-8803-423e45f98a24
location.zone_id | DTP_Template | 2026-06-05 | LOI_Location | Component | Occupancy Sensor L01-001 | ZONE-PUBLIC-L01 |  | JSON/COBie/IFC | IfcSensor | 9f1f6e0c-0e40-42d5-8803-423e45f98a24 | assets[].location.zone_id | 07_IFC_Metadata_EAV | 9f1f6e0c-0e40-42d5-8803-423e45f98a24
bim_mapping.ifc_guid | DTP_Template | 2026-06-05 | IFC_Core | Component | Occupancy Sensor L01-001 | 9f1f6e0c-0e40-42d5-8803-423e45f98a24 |  | JSON/COBie/IFC | IfcSensor | 9f1f6e0c-0e40-42d5-8803-423e45f98a24 | assets[].bim_mapping.ifc_guid | 07_IFC_Metadata_EAV | 9f1f6e0c-0e40-42d5-8803-423e45f98a24
bim_mapping.ifc_entity | DTP_Template | 2026-06-05 | IFC_Core | Component | Occupancy Sensor L01-001 | IfcSensor |  | JSON/COBie/IFC | IfcSensor | 9f1f6e0c-0e40-42d5-8803-423e45f98a24 | assets[].bim_mapping.ifc_entity | 07_IFC_Metadata_EAV | 9f1f6e0c-0e40-42d5-8803-423e45f98a24
bim_mapping.ifc_name | DTP_Template | 2026-06-05 | IFC_Core | Component | Occupancy Sensor L01-001 | Occupancy Sensor L01-001 |  | JSON/COBie/IFC | IfcSensor | 9f1f6e0c-0e40-42d5-8803-423e45f98a24 | assets[].bim_mapping.ifc_name | 07_IFC_Metadata_EAV | 9f1f6e0c-0e40-42d5-8803-423e45f98a24
bim_mapping.source_model_id | DTP_Template | 2026-06-05 | IFC_Core | Component | Occupancy Sensor L01-001 | IFC-MEP-001 |  | JSON/COBie/IFC | IfcSensor | 9f1f6e0c-0e40-42d5-8803-423e45f98a24 | assets[].bim_mapping.source_model_id | 07_IFC_Metadata_EAV | 9f1f6e0c-0e40-42d5-8803-423e45f98a24
bim_mapping.global_id_locked | DTP_Template | 2026-06-05 | IFC_Core | Component | Occupancy Sensor L01-001 | TRUE |  | JSON/COBie/IFC | IfcSensor | 9f1f6e0c-0e40-42d5-8803-423e45f98a24 | assets[].bim_mapping.global_id_locked | 07_IFC_Metadata_EAV | 9f1f6e0c-0e40-42d5-8803-423e45f98a24
cobie_mapping.component_name | DTP_Template | 2026-06-05 | Asset_Metadata | Component | Occupancy Sensor L01-001 | OCC-L01-001 |  | JSON/COBie/IFC | IfcSensor | 9f1f6e0c-0e40-42d5-8803-423e45f98a24 | assets[].cobie_mapping.component_name | 07_IFC_Metadata_EAV | 9f1f6e0c-0e40-42d5-8803-423e45f98a24
cobie_mapping.type_name | DTP_Template | 2026-06-05 | Asset_Metadata | Component | Occupancy Sensor L01-001 | OccupancySensor |  | JSON/COBie/IFC | IfcSensor | 9f1f6e0c-0e40-42d5-8803-423e45f98a24 | assets[].cobie_mapping.type_name | 07_IFC_Metadata_EAV | 9f1f6e0c-0e40-42d5-8803-423e45f98a24
cobie_mapping.system_name | DTP_Template | 2026-06-05 | Asset_Metadata | Component | Occupancy Sensor L01-001 | Occupancy |  | JSON/COBie/IFC | IfcSensor | 9f1f6e0c-0e40-42d5-8803-423e45f98a24 | assets[].cobie_mapping.system_name | 07_IFC_Metadata_EAV | 9f1f6e0c-0e40-42d5-8803-423e45f98a24
cobie_mapping.space_name | DTP_Template | 2026-06-05 | Asset_Metadata | Component | Occupancy Sensor L01-001 | SP-L01-LOBBY |  | JSON/COBie/IFC | IfcSensor | 9f1f6e0c-0e40-42d5-8803-423e45f98a24 | assets[].cobie_mapping.space_name | 07_IFC_Metadata_EAV | 9f1f6e0c-0e40-42d5-8803-423e45f98a24
manufacturer_data.manufacturer | DTP_Template | 2026-06-05 | LOI_Manufacturer | Component | Occupancy Sensor L01-001 | Generic Manufacturer |  | JSON/COBie/IFC | IfcSensor | 9f1f6e0c-0e40-42d5-8803-423e45f98a24 | assets[].manufacturer_data.manufacturer | 07_IFC_Metadata_EAV | 9f1f6e0c-0e40-42d5-8803-423e45f98a24
manufacturer_data.model | DTP_Template | 2026-06-05 | LOI_Manufacturer | Component | Occupancy Sensor L01-001 | Model-Placeholder |  | JSON/COBie/IFC | IfcSensor | 9f1f6e0c-0e40-42d5-8803-423e45f98a24 | assets[].manufacturer_data.model | 07_IFC_Metadata_EAV | 9f1f6e0c-0e40-42d5-8803-423e45f98a24
manufacturer_data.serial_number | DTP_Template | 2026-06-05 | LOI_Manufacturer | Component | Occupancy Sensor L01-001 | SN-OCC-L01-001 |  | JSON/COBie/IFC | IfcSensor | 9f1f6e0c-0e40-42d5-8803-423e45f98a24 | assets[].manufacturer_data.serial_number | 07_IFC_Metadata_EAV | 9f1f6e0c-0e40-42d5-8803-423e45f98a24
manufacturer_data.installation_date | DTP_Template | 2026-06-05 | LOI_Manufacturer | Component | Occupancy Sensor L01-001 | 2026-05-15 |  | JSON/COBie/IFC | IfcSensor | 9f1f6e0c-0e40-42d5-8803-423e45f98a24 | assets[].manufacturer_data.installation_date | 07_IFC_Metadata_EAV | 9f1f6e0c-0e40-42d5-8803-423e45f98a24
manufacturer_data.warranty_start_date | DTP_Template | 2026-06-05 | LOI_Manufacturer | Component | Occupancy Sensor L01-001 | 2026-06-01 |  | JSON/COBie/IFC | IfcSensor | 9f1f6e0c-0e40-42d5-8803-423e45f98a24 | assets[].manufacturer_data.warranty_start_date | 07_IFC_Metadata_EAV | 9f1f6e0c-0e40-42d5-8803-423e45f98a24
manufacturer_data.warranty_end_date | DTP_Template | 2026-06-05 | LOI_Manufacturer | Component | Occupancy Sensor L01-001 | 2028-06-01 |  | JSON/COBie/IFC | IfcSensor | 9f1f6e0c-0e40-42d5-8803-423e45f98a24 | assets[].manufacturer_data.warranty_end_date | 07_IFC_Metadata_EAV | 9f1f6e0c-0e40-42d5-8803-423e45f98a24
operation_data.maintainable | DTP_Template | 2026-06-05 | LOI_Operation_Maintenance | Component | Occupancy Sensor L01-001 | TRUE |  | JSON/COBie/IFC | IfcSensor | 9f1f6e0c-0e40-42d5-8803-423e45f98a24 | assets[].operation_data.maintainable | 07_IFC_Metadata_EAV | 9f1f6e0c-0e40-42d5-8803-423e45f98a24
operation_data.criticality | DTP_Template | 2026-06-05 | LOI_Operation_Maintenance | Component | Occupancy Sensor L01-001 | Medium |  | JSON/COBie/IFC | IfcSensor | 9f1f6e0c-0e40-42d5-8803-423e45f98a24 | assets[].operation_data.criticality | 07_IFC_Metadata_EAV | 9f1f6e0c-0e40-42d5-8803-423e45f98a24
operation_data.expected_life_years | DTP_Template | 2026-06-05 | LOI_Operation_Maintenance | Component | Occupancy Sensor L01-001 | 15 |  | JSON/COBie/IFC | IfcSensor | 9f1f6e0c-0e40-42d5-8803-423e45f98a24 | assets[].operation_data.expected_life_years | 07_IFC_Metadata_EAV | 9f1f6e0c-0e40-42d5-8803-423e45f98a24
operation_data.maintenance_strategy | DTP_Template | 2026-06-05 | LOI_Operation_Maintenance | Component | Occupancy Sensor L01-001 | preventive_and_condition_based |  | JSON/COBie/IFC | IfcSensor | 9f1f6e0c-0e40-42d5-8803-423e45f98a24 | assets[].operation_data.maintenance_strategy | 07_IFC_Metadata_EAV | 9f1f6e0c-0e40-42d5-8803-423e45f98a24
operation_data.cmms_asset_id | DTP_Template | 2026-06-05 | LOI_Operation_Maintenance | Component | Occupancy Sensor L01-001 | CMMS-OCC-L01-001 |  | JSON/COBie/IFC | IfcSensor | 9f1f6e0c-0e40-42d5-8803-423e45f98a24 | assets[].operation_data.cmms_asset_id | 07_IFC_Metadata_EAV | 9f1f6e0c-0e40-42d5-8803-423e45f98a24
operation_data.spare_part_group | DTP_Template | 2026-06-05 | LOI_Operation_Maintenance | Component | Occupancy Sensor L01-001 | SPARE-OCCUPANCY-SENSOR |  | JSON/COBie/IFC | IfcSensor | 9f1f6e0c-0e40-42d5-8803-423e45f98a24 | assets[].operation_data.spare_part_group | 07_IFC_Metadata_EAV | 9f1f6e0c-0e40-42d5-8803-423e45f98a24
operation_data.manual_url | DTP_Template | 2026-06-05 | LOI_Operation_Maintenance | Component | Occupancy Sensor L01-001 | https://example.com/om_manuals/OCC-L01-001.pdf |  | JSON/COBie/IFC | IfcSensor | 9f1f6e0c-0e40-42d5-8803-423e45f98a24 | assets[].operation_data.manual_url | 07_IFC_Metadata_EAV | 9f1f6e0c-0e40-42d5-8803-423e45f98a24
digital_twin.dt_entity_type | DTP_Template | 2026-06-05 | DTP_Metadata | Component | Occupancy Sensor L01-001 | asset |  | JSON/COBie/IFC | IfcSensor | 9f1f6e0c-0e40-42d5-8803-423e45f98a24 | assets[].digital_twin.dt_entity_type | 07_IFC_Metadata_EAV | 9f1f6e0c-0e40-42d5-8803-423e45f98a24
digital_twin.state_source | DTP_Template | 2026-06-05 | DTP_Metadata | Component | Occupancy Sensor L01-001 | BMS/IoT/CMMS |  | JSON/COBie/IFC | IfcSensor | 9f1f6e0c-0e40-42d5-8803-423e45f98a24 | assets[].digital_twin.state_source | 07_IFC_Metadata_EAV | 9f1f6e0c-0e40-42d5-8803-423e45f98a24
digital_twin.realtime_enabled | DTP_Template | 2026-06-05 | DTP_Metadata | Component | Occupancy Sensor L01-001 | TRUE |  | JSON/COBie/IFC | IfcSensor | 9f1f6e0c-0e40-42d5-8803-423e45f98a24 | assets[].digital_twin.realtime_enabled | 07_IFC_Metadata_EAV | 9f1f6e0c-0e40-42d5-8803-423e45f98a24
digital_twin.history_enabled | DTP_Template | 2026-06-05 | DTP_Metadata | Component | Occupancy Sensor L01-001 | TRUE |  | JSON/COBie/IFC | IfcSensor | 9f1f6e0c-0e40-42d5-8803-423e45f98a24 | assets[].digital_twin.history_enabled | 07_IFC_Metadata_EAV | 9f1f6e0c-0e40-42d5-8803-423e45f98a24
digital_twin.visual_selectable | DTP_Template | 2026-06-05 | DTP_Metadata | Component | Occupancy Sensor L01-001 | TRUE |  | JSON/COBie/IFC | IfcSensor | 9f1f6e0c-0e40-42d5-8803-423e45f98a24 | assets[].digital_twin.visual_selectable | 07_IFC_Metadata_EAV | 9f1f6e0c-0e40-42d5-8803-423e45f98a24
digital_twin.visual_highlight_layer | DTP_Template | 2026-06-05 | DTP_Metadata | Component | Occupancy Sensor L01-001 | LAYER-ASSET-OCCUPANCY |  | JSON/COBie/IFC | IfcSensor | 9f1f6e0c-0e40-42d5-8803-423e45f98a24 | assets[].digital_twin.visual_highlight_layer | 07_IFC_Metadata_EAV | 9f1f6e0c-0e40-42d5-8803-423e45f98a24
tags[0] | DTP_Template | 2026-06-05 | Asset_Metadata | Component | Occupancy Sensor L01-001 | occupancy |  | JSON/COBie/IFC | IfcSensor | 9f1f6e0c-0e40-42d5-8803-423e45f98a24 | assets[].tags[0] | 07_IFC_Metadata_EAV | 9f1f6e0c-0e40-42d5-8803-423e45f98a24
tags[1] | DTP_Template | 2026-06-05 | Asset_Metadata | Component | Occupancy Sensor L01-001 | occupancy_sensor |  | JSON/COBie/IFC | IfcSensor | 9f1f6e0c-0e40-42d5-8803-423e45f98a24 | assets[].tags[1] | 07_IFC_Metadata_EAV | 9f1f6e0c-0e40-42d5-8803-423e45f98a24
tags[2] | DTP_Template | 2026-06-05 | Asset_Metadata | Component | Occupancy Sensor L01-001 | occupancysensor |  | JSON/COBie/IFC | IfcSensor | 9f1f6e0c-0e40-42d5-8803-423e45f98a24 | assets[].tags[2] | 07_IFC_Metadata_EAV | 9f1f6e0c-0e40-42d5-8803-423e45f98a24
asset_id | DTP_Template | 2026-06-05 | Asset_Metadata | Component | Indoor Air Quality Sensor L02-001 | IAQ-L02-001 |  | JSON/COBie/IFC | IfcSensor | ee550c77-9953-4afe-8c48-59e47b68f208 | assets[].asset_id | 07_IFC_Metadata_EAV | ee550c77-9953-4afe-8c48-59e47b68f208
asset_name | DTP_Template | 2026-06-05 | Asset_Metadata | Component | Indoor Air Quality Sensor L02-001 | Indoor Air Quality Sensor L02-001 |  | JSON/COBie/IFC | IfcSensor | ee550c77-9953-4afe-8c48-59e47b68f208 | assets[].asset_name | 07_IFC_Metadata_EAV | ee550c77-9953-4afe-8c48-59e47b68f208
asset_status | DTP_Template | 2026-06-05 | Asset_Metadata | Component | Indoor Air Quality Sensor L02-001 | in_service |  | JSON/COBie/IFC | IfcSensor | ee550c77-9953-4afe-8c48-59e47b68f208 | assets[].asset_status | 07_IFC_Metadata_EAV | ee550c77-9953-4afe-8c48-59e47b68f208
system | DTP_Template | 2026-06-05 | Asset_Metadata | Component | Indoor Air Quality Sensor L02-001 | Environmental Monitoring |  | JSON/COBie/IFC | IfcSensor | ee550c77-9953-4afe-8c48-59e47b68f208 | assets[].system | 07_IFC_Metadata_EAV | ee550c77-9953-4afe-8c48-59e47b68f208
discipline | DTP_Template | 2026-06-05 | Asset_Metadata | Component | Indoor Air Quality Sensor L02-001 | MEP |  | JSON/COBie/IFC | IfcSensor | ee550c77-9953-4afe-8c48-59e47b68f208 | assets[].discipline | 07_IFC_Metadata_EAV | ee550c77-9953-4afe-8c48-59e47b68f208
category | DTP_Template | 2026-06-05 | Asset_Metadata | Component | Indoor Air Quality Sensor L02-001 | IAQ Sensor |  | JSON/COBie/IFC | IfcSensor | ee550c77-9953-4afe-8c48-59e47b68f208 | assets[].category | 07_IFC_Metadata_EAV | ee550c77-9953-4afe-8c48-59e47b68f208
asset_type | DTP_Template | 2026-06-05 | Asset_Metadata | Component | Indoor Air Quality Sensor L02-001 | IAQSensor |  | JSON/COBie/IFC | IfcSensor | ee550c77-9953-4afe-8c48-59e47b68f208 | assets[].asset_type | 07_IFC_Metadata_EAV | ee550c77-9953-4afe-8c48-59e47b68f208
classification.uniclass_code | DTP_Template | 2026-06-05 | LOI_Classification | Component | Indoor Air Quality Sensor L02-001 | placeholder |  | JSON/COBie/IFC | IfcSensor | ee550c77-9953-4afe-8c48-59e47b68f208 | assets[].classification.uniclass_code | 07_IFC_Metadata_EAV | ee550c77-9953-4afe-8c48-59e47b68f208
classification.omniclass_code | DTP_Template | 2026-06-05 | LOI_Classification | Component | Indoor Air Quality Sensor L02-001 | placeholder |  | JSON/COBie/IFC | IfcSensor | ee550c77-9953-4afe-8c48-59e47b68f208 | assets[].classification.omniclass_code | 07_IFC_Metadata_EAV | ee550c77-9953-4afe-8c48-59e47b68f208
classification.local_classification | DTP_Template | 2026-06-05 | LOI_Classification | Component | Indoor Air Quality Sensor L02-001 | Environmental Monitoring/IAQ Sensor/IAQSensor |  | JSON/COBie/IFC | IfcSensor | ee550c77-9953-4afe-8c48-59e47b68f208 | assets[].classification.local_classification | 07_IFC_Metadata_EAV | ee550c77-9953-4afe-8c48-59e47b68f208
location.facility_id | DTP_Template | 2026-06-05 | LOI_Location | Component | Indoor Air Quality Sensor L02-001 | FAC-OFFICE-TOWER-A |  | JSON/COBie/IFC | IfcSensor | ee550c77-9953-4afe-8c48-59e47b68f208 | assets[].location.facility_id | 07_IFC_Metadata_EAV | ee550c77-9953-4afe-8c48-59e47b68f208
location.floor_id | DTP_Template | 2026-06-05 | LOI_Location | Component | Indoor Air Quality Sensor L02-001 | FL-L02 |  | JSON/COBie/IFC | IfcSensor | ee550c77-9953-4afe-8c48-59e47b68f208 | assets[].location.floor_id | 07_IFC_Metadata_EAV | ee550c77-9953-4afe-8c48-59e47b68f208
location.space_id | DTP_Template | 2026-06-05 | LOI_Location | Component | Indoor Air Quality Sensor L02-001 | SP-L02-OFFICE-A |  | JSON/COBie/IFC | IfcSensor | ee550c77-9953-4afe-8c48-59e47b68f208 | assets[].location.space_id | 07_IFC_Metadata_EAV | ee550c77-9953-4afe-8c48-59e47b68f208
location.zone_id | DTP_Template | 2026-06-05 | LOI_Location | Component | Indoor Air Quality Sensor L02-001 | ZONE-OFFICE-L02 |  | JSON/COBie/IFC | IfcSensor | ee550c77-9953-4afe-8c48-59e47b68f208 | assets[].location.zone_id | 07_IFC_Metadata_EAV | ee550c77-9953-4afe-8c48-59e47b68f208
bim_mapping.ifc_guid | DTP_Template | 2026-06-05 | IFC_Core | Component | Indoor Air Quality Sensor L02-001 | ee550c77-9953-4afe-8c48-59e47b68f208 |  | JSON/COBie/IFC | IfcSensor | ee550c77-9953-4afe-8c48-59e47b68f208 | assets[].bim_mapping.ifc_guid | 07_IFC_Metadata_EAV | ee550c77-9953-4afe-8c48-59e47b68f208
bim_mapping.ifc_entity | DTP_Template | 2026-06-05 | IFC_Core | Component | Indoor Air Quality Sensor L02-001 | IfcSensor |  | JSON/COBie/IFC | IfcSensor | ee550c77-9953-4afe-8c48-59e47b68f208 | assets[].bim_mapping.ifc_entity | 07_IFC_Metadata_EAV | ee550c77-9953-4afe-8c48-59e47b68f208
bim_mapping.ifc_name | DTP_Template | 2026-06-05 | IFC_Core | Component | Indoor Air Quality Sensor L02-001 | Indoor Air Quality Sensor L02-001 |  | JSON/COBie/IFC | IfcSensor | ee550c77-9953-4afe-8c48-59e47b68f208 | assets[].bim_mapping.ifc_name | 07_IFC_Metadata_EAV | ee550c77-9953-4afe-8c48-59e47b68f208
bim_mapping.source_model_id | DTP_Template | 2026-06-05 | IFC_Core | Component | Indoor Air Quality Sensor L02-001 | IFC-MEP-001 |  | JSON/COBie/IFC | IfcSensor | ee550c77-9953-4afe-8c48-59e47b68f208 | assets[].bim_mapping.source_model_id | 07_IFC_Metadata_EAV | ee550c77-9953-4afe-8c48-59e47b68f208
bim_mapping.global_id_locked | DTP_Template | 2026-06-05 | IFC_Core | Component | Indoor Air Quality Sensor L02-001 | TRUE |  | JSON/COBie/IFC | IfcSensor | ee550c77-9953-4afe-8c48-59e47b68f208 | assets[].bim_mapping.global_id_locked | 07_IFC_Metadata_EAV | ee550c77-9953-4afe-8c48-59e47b68f208
cobie_mapping.component_name | DTP_Template | 2026-06-05 | Asset_Metadata | Component | Indoor Air Quality Sensor L02-001 | IAQ-L02-001 |  | JSON/COBie/IFC | IfcSensor | ee550c77-9953-4afe-8c48-59e47b68f208 | assets[].cobie_mapping.component_name | 07_IFC_Metadata_EAV | ee550c77-9953-4afe-8c48-59e47b68f208
cobie_mapping.type_name | DTP_Template | 2026-06-05 | Asset_Metadata | Component | Indoor Air Quality Sensor L02-001 | IAQSensor |  | JSON/COBie/IFC | IfcSensor | ee550c77-9953-4afe-8c48-59e47b68f208 | assets[].cobie_mapping.type_name | 07_IFC_Metadata_EAV | ee550c77-9953-4afe-8c48-59e47b68f208
cobie_mapping.system_name | DTP_Template | 2026-06-05 | Asset_Metadata | Component | Indoor Air Quality Sensor L02-001 | Environmental Monitoring |  | JSON/COBie/IFC | IfcSensor | ee550c77-9953-4afe-8c48-59e47b68f208 | assets[].cobie_mapping.system_name | 07_IFC_Metadata_EAV | ee550c77-9953-4afe-8c48-59e47b68f208
cobie_mapping.space_name | DTP_Template | 2026-06-05 | Asset_Metadata | Component | Indoor Air Quality Sensor L02-001 | SP-L02-OFFICE-A |  | JSON/COBie/IFC | IfcSensor | ee550c77-9953-4afe-8c48-59e47b68f208 | assets[].cobie_mapping.space_name | 07_IFC_Metadata_EAV | ee550c77-9953-4afe-8c48-59e47b68f208
manufacturer_data.manufacturer | DTP_Template | 2026-06-05 | LOI_Manufacturer | Component | Indoor Air Quality Sensor L02-001 | Generic Manufacturer |  | JSON/COBie/IFC | IfcSensor | ee550c77-9953-4afe-8c48-59e47b68f208 | assets[].manufacturer_data.manufacturer | 07_IFC_Metadata_EAV | ee550c77-9953-4afe-8c48-59e47b68f208
manufacturer_data.model | DTP_Template | 2026-06-05 | LOI_Manufacturer | Component | Indoor Air Quality Sensor L02-001 | Model-Placeholder |  | JSON/COBie/IFC | IfcSensor | ee550c77-9953-4afe-8c48-59e47b68f208 | assets[].manufacturer_data.model | 07_IFC_Metadata_EAV | ee550c77-9953-4afe-8c48-59e47b68f208
manufacturer_data.serial_number | DTP_Template | 2026-06-05 | LOI_Manufacturer | Component | Indoor Air Quality Sensor L02-001 | SN-IAQ-L02-001 |  | JSON/COBie/IFC | IfcSensor | ee550c77-9953-4afe-8c48-59e47b68f208 | assets[].manufacturer_data.serial_number | 07_IFC_Metadata_EAV | ee550c77-9953-4afe-8c48-59e47b68f208
manufacturer_data.installation_date | DTP_Template | 2026-06-05 | LOI_Manufacturer | Component | Indoor Air Quality Sensor L02-001 | 2026-05-15 |  | JSON/COBie/IFC | IfcSensor | ee550c77-9953-4afe-8c48-59e47b68f208 | assets[].manufacturer_data.installation_date | 07_IFC_Metadata_EAV | ee550c77-9953-4afe-8c48-59e47b68f208
manufacturer_data.warranty_start_date | DTP_Template | 2026-06-05 | LOI_Manufacturer | Component | Indoor Air Quality Sensor L02-001 | 2026-06-01 |  | JSON/COBie/IFC | IfcSensor | ee550c77-9953-4afe-8c48-59e47b68f208 | assets[].manufacturer_data.warranty_start_date | 07_IFC_Metadata_EAV | ee550c77-9953-4afe-8c48-59e47b68f208
manufacturer_data.warranty_end_date | DTP_Template | 2026-06-05 | LOI_Manufacturer | Component | Indoor Air Quality Sensor L02-001 | 2028-06-01 |  | JSON/COBie/IFC | IfcSensor | ee550c77-9953-4afe-8c48-59e47b68f208 | assets[].manufacturer_data.warranty_end_date | 07_IFC_Metadata_EAV | ee550c77-9953-4afe-8c48-59e47b68f208
operation_data.maintainable | DTP_Template | 2026-06-05 | LOI_Operation_Maintenance | Component | Indoor Air Quality Sensor L02-001 | TRUE |  | JSON/COBie/IFC | IfcSensor | ee550c77-9953-4afe-8c48-59e47b68f208 | assets[].operation_data.maintainable | 07_IFC_Metadata_EAV | ee550c77-9953-4afe-8c48-59e47b68f208
operation_data.criticality | DTP_Template | 2026-06-05 | LOI_Operation_Maintenance | Component | Indoor Air Quality Sensor L02-001 | Medium |  | JSON/COBie/IFC | IfcSensor | ee550c77-9953-4afe-8c48-59e47b68f208 | assets[].operation_data.criticality | 07_IFC_Metadata_EAV | ee550c77-9953-4afe-8c48-59e47b68f208
operation_data.expected_life_years | DTP_Template | 2026-06-05 | LOI_Operation_Maintenance | Component | Indoor Air Quality Sensor L02-001 | 15 |  | JSON/COBie/IFC | IfcSensor | ee550c77-9953-4afe-8c48-59e47b68f208 | assets[].operation_data.expected_life_years | 07_IFC_Metadata_EAV | ee550c77-9953-4afe-8c48-59e47b68f208
operation_data.maintenance_strategy | DTP_Template | 2026-06-05 | LOI_Operation_Maintenance | Component | Indoor Air Quality Sensor L02-001 | preventive_and_condition_based |  | JSON/COBie/IFC | IfcSensor | ee550c77-9953-4afe-8c48-59e47b68f208 | assets[].operation_data.maintenance_strategy | 07_IFC_Metadata_EAV | ee550c77-9953-4afe-8c48-59e47b68f208
operation_data.cmms_asset_id | DTP_Template | 2026-06-05 | LOI_Operation_Maintenance | Component | Indoor Air Quality Sensor L02-001 | CMMS-IAQ-L02-001 |  | JSON/COBie/IFC | IfcSensor | ee550c77-9953-4afe-8c48-59e47b68f208 | assets[].operation_data.cmms_asset_id | 07_IFC_Metadata_EAV | ee550c77-9953-4afe-8c48-59e47b68f208
operation_data.spare_part_group | DTP_Template | 2026-06-05 | LOI_Operation_Maintenance | Component | Indoor Air Quality Sensor L02-001 | SPARE-IAQ-SENSOR |  | JSON/COBie/IFC | IfcSensor | ee550c77-9953-4afe-8c48-59e47b68f208 | assets[].operation_data.spare_part_group | 07_IFC_Metadata_EAV | ee550c77-9953-4afe-8c48-59e47b68f208
operation_data.manual_url | DTP_Template | 2026-06-05 | LOI_Operation_Maintenance | Component | Indoor Air Quality Sensor L02-001 | https://example.com/om_manuals/IAQ-L02-001.pdf |  | JSON/COBie/IFC | IfcSensor | ee550c77-9953-4afe-8c48-59e47b68f208 | assets[].operation_data.manual_url | 07_IFC_Metadata_EAV | ee550c77-9953-4afe-8c48-59e47b68f208
digital_twin.dt_entity_type | DTP_Template | 2026-06-05 | DTP_Metadata | Component | Indoor Air Quality Sensor L02-001 | asset |  | JSON/COBie/IFC | IfcSensor | ee550c77-9953-4afe-8c48-59e47b68f208 | assets[].digital_twin.dt_entity_type | 07_IFC_Metadata_EAV | ee550c77-9953-4afe-8c48-59e47b68f208
digital_twin.state_source | DTP_Template | 2026-06-05 | DTP_Metadata | Component | Indoor Air Quality Sensor L02-001 | BMS/IoT/CMMS |  | JSON/COBie/IFC | IfcSensor | ee550c77-9953-4afe-8c48-59e47b68f208 | assets[].digital_twin.state_source | 07_IFC_Metadata_EAV | ee550c77-9953-4afe-8c48-59e47b68f208
digital_twin.realtime_enabled | DTP_Template | 2026-06-05 | DTP_Metadata | Component | Indoor Air Quality Sensor L02-001 | TRUE |  | JSON/COBie/IFC | IfcSensor | ee550c77-9953-4afe-8c48-59e47b68f208 | assets[].digital_twin.realtime_enabled | 07_IFC_Metadata_EAV | ee550c77-9953-4afe-8c48-59e47b68f208
digital_twin.history_enabled | DTP_Template | 2026-06-05 | DTP_Metadata | Component | Indoor Air Quality Sensor L02-001 | TRUE |  | JSON/COBie/IFC | IfcSensor | ee550c77-9953-4afe-8c48-59e47b68f208 | assets[].digital_twin.history_enabled | 07_IFC_Metadata_EAV | ee550c77-9953-4afe-8c48-59e47b68f208
digital_twin.visual_selectable | DTP_Template | 2026-06-05 | DTP_Metadata | Component | Indoor Air Quality Sensor L02-001 | TRUE |  | JSON/COBie/IFC | IfcSensor | ee550c77-9953-4afe-8c48-59e47b68f208 | assets[].digital_twin.visual_selectable | 07_IFC_Metadata_EAV | ee550c77-9953-4afe-8c48-59e47b68f208
digital_twin.visual_highlight_layer | DTP_Template | 2026-06-05 | DTP_Metadata | Component | Indoor Air Quality Sensor L02-001 | LAYER-ASSET-ENVIRONMENTAL-MONITORING |  | JSON/COBie/IFC | IfcSensor | ee550c77-9953-4afe-8c48-59e47b68f208 | assets[].digital_twin.visual_highlight_layer | 07_IFC_Metadata_EAV | ee550c77-9953-4afe-8c48-59e47b68f208
tags[0] | DTP_Template | 2026-06-05 | Asset_Metadata | Component | Indoor Air Quality Sensor L02-001 | environmental_monitoring |  | JSON/COBie/IFC | IfcSensor | ee550c77-9953-4afe-8c48-59e47b68f208 | assets[].tags[0] | 07_IFC_Metadata_EAV | ee550c77-9953-4afe-8c48-59e47b68f208
tags[1] | DTP_Template | 2026-06-05 | Asset_Metadata | Component | Indoor Air Quality Sensor L02-001 | iaq_sensor |  | JSON/COBie/IFC | IfcSensor | ee550c77-9953-4afe-8c48-59e47b68f208 | assets[].tags[1] | 07_IFC_Metadata_EAV | ee550c77-9953-4afe-8c48-59e47b68f208
tags[2] | DTP_Template | 2026-06-05 | Asset_Metadata | Component | Indoor Air Quality Sensor L02-001 | iaqsensor |  | JSON/COBie/IFC | IfcSensor | ee550c77-9953-4afe-8c48-59e47b68f208 | assets[].tags[2] | 07_IFC_Metadata_EAV | ee550c77-9953-4afe-8c48-59e47b68f208
asset_id | DTP_Template | 2026-06-05 | Asset_Metadata | Component | Occupancy Sensor L02-001 | OCC-L02-001 |  | JSON/COBie/IFC | IfcSensor | e1c981d6-df16-4b9d-aea1-65d021cc5c53 | assets[].asset_id | 07_IFC_Metadata_EAV | e1c981d6-df16-4b9d-aea1-65d021cc5c53
asset_name | DTP_Template | 2026-06-05 | Asset_Metadata | Component | Occupancy Sensor L02-001 | Occupancy Sensor L02-001 |  | JSON/COBie/IFC | IfcSensor | e1c981d6-df16-4b9d-aea1-65d021cc5c53 | assets[].asset_name | 07_IFC_Metadata_EAV | e1c981d6-df16-4b9d-aea1-65d021cc5c53
asset_status | DTP_Template | 2026-06-05 | Asset_Metadata | Component | Occupancy Sensor L02-001 | in_service |  | JSON/COBie/IFC | IfcSensor | e1c981d6-df16-4b9d-aea1-65d021cc5c53 | assets[].asset_status | 07_IFC_Metadata_EAV | e1c981d6-df16-4b9d-aea1-65d021cc5c53
system | DTP_Template | 2026-06-05 | Asset_Metadata | Component | Occupancy Sensor L02-001 | Occupancy |  | JSON/COBie/IFC | IfcSensor | e1c981d6-df16-4b9d-aea1-65d021cc5c53 | assets[].system | 07_IFC_Metadata_EAV | e1c981d6-df16-4b9d-aea1-65d021cc5c53
discipline | DTP_Template | 2026-06-05 | Asset_Metadata | Component | Occupancy Sensor L02-001 | MEP |  | JSON/COBie/IFC | IfcSensor | e1c981d6-df16-4b9d-aea1-65d021cc5c53 | assets[].discipline | 07_IFC_Metadata_EAV | e1c981d6-df16-4b9d-aea1-65d021cc5c53
category | DTP_Template | 2026-06-05 | Asset_Metadata | Component | Occupancy Sensor L02-001 | Occupancy Sensor |  | JSON/COBie/IFC | IfcSensor | e1c981d6-df16-4b9d-aea1-65d021cc5c53 | assets[].category | 07_IFC_Metadata_EAV | e1c981d6-df16-4b9d-aea1-65d021cc5c53
asset_type | DTP_Template | 2026-06-05 | Asset_Metadata | Component | Occupancy Sensor L02-001 | OccupancySensor |  | JSON/COBie/IFC | IfcSensor | e1c981d6-df16-4b9d-aea1-65d021cc5c53 | assets[].asset_type | 07_IFC_Metadata_EAV | e1c981d6-df16-4b9d-aea1-65d021cc5c53
classification.uniclass_code | DTP_Template | 2026-06-05 | LOI_Classification | Component | Occupancy Sensor L02-001 | placeholder |  | JSON/COBie/IFC | IfcSensor | e1c981d6-df16-4b9d-aea1-65d021cc5c53 | assets[].classification.uniclass_code | 07_IFC_Metadata_EAV | e1c981d6-df16-4b9d-aea1-65d021cc5c53
classification.omniclass_code | DTP_Template | 2026-06-05 | LOI_Classification | Component | Occupancy Sensor L02-001 | placeholder |  | JSON/COBie/IFC | IfcSensor | e1c981d6-df16-4b9d-aea1-65d021cc5c53 | assets[].classification.omniclass_code | 07_IFC_Metadata_EAV | e1c981d6-df16-4b9d-aea1-65d021cc5c53
classification.local_classification | DTP_Template | 2026-06-05 | LOI_Classification | Component | Occupancy Sensor L02-001 | Occupancy/Occupancy Sensor/OccupancySensor |  | JSON/COBie/IFC | IfcSensor | e1c981d6-df16-4b9d-aea1-65d021cc5c53 | assets[].classification.local_classification | 07_IFC_Metadata_EAV | e1c981d6-df16-4b9d-aea1-65d021cc5c53
location.facility_id | DTP_Template | 2026-06-05 | LOI_Location | Component | Occupancy Sensor L02-001 | FAC-OFFICE-TOWER-A |  | JSON/COBie/IFC | IfcSensor | e1c981d6-df16-4b9d-aea1-65d021cc5c53 | assets[].location.facility_id | 07_IFC_Metadata_EAV | e1c981d6-df16-4b9d-aea1-65d021cc5c53
location.floor_id | DTP_Template | 2026-06-05 | LOI_Location | Component | Occupancy Sensor L02-001 | FL-L02 |  | JSON/COBie/IFC | IfcSensor | e1c981d6-df16-4b9d-aea1-65d021cc5c53 | assets[].location.floor_id | 07_IFC_Metadata_EAV | e1c981d6-df16-4b9d-aea1-65d021cc5c53
location.space_id | DTP_Template | 2026-06-05 | LOI_Location | Component | Occupancy Sensor L02-001 | SP-L02-OFFICE-A |  | JSON/COBie/IFC | IfcSensor | e1c981d6-df16-4b9d-aea1-65d021cc5c53 | assets[].location.space_id | 07_IFC_Metadata_EAV | e1c981d6-df16-4b9d-aea1-65d021cc5c53
location.zone_id | DTP_Template | 2026-06-05 | LOI_Location | Component | Occupancy Sensor L02-001 | ZONE-OFFICE-L02 |  | JSON/COBie/IFC | IfcSensor | e1c981d6-df16-4b9d-aea1-65d021cc5c53 | assets[].location.zone_id | 07_IFC_Metadata_EAV | e1c981d6-df16-4b9d-aea1-65d021cc5c53
bim_mapping.ifc_guid | DTP_Template | 2026-06-05 | IFC_Core | Component | Occupancy Sensor L02-001 | e1c981d6-df16-4b9d-aea1-65d021cc5c53 |  | JSON/COBie/IFC | IfcSensor | e1c981d6-df16-4b9d-aea1-65d021cc5c53 | assets[].bim_mapping.ifc_guid | 07_IFC_Metadata_EAV | e1c981d6-df16-4b9d-aea1-65d021cc5c53
bim_mapping.ifc_entity | DTP_Template | 2026-06-05 | IFC_Core | Component | Occupancy Sensor L02-001 | IfcSensor |  | JSON/COBie/IFC | IfcSensor | e1c981d6-df16-4b9d-aea1-65d021cc5c53 | assets[].bim_mapping.ifc_entity | 07_IFC_Metadata_EAV | e1c981d6-df16-4b9d-aea1-65d021cc5c53
bim_mapping.ifc_name | DTP_Template | 2026-06-05 | IFC_Core | Component | Occupancy Sensor L02-001 | Occupancy Sensor L02-001 |  | JSON/COBie/IFC | IfcSensor | e1c981d6-df16-4b9d-aea1-65d021cc5c53 | assets[].bim_mapping.ifc_name | 07_IFC_Metadata_EAV | e1c981d6-df16-4b9d-aea1-65d021cc5c53
bim_mapping.source_model_id | DTP_Template | 2026-06-05 | IFC_Core | Component | Occupancy Sensor L02-001 | IFC-MEP-001 |  | JSON/COBie/IFC | IfcSensor | e1c981d6-df16-4b9d-aea1-65d021cc5c53 | assets[].bim_mapping.source_model_id | 07_IFC_Metadata_EAV | e1c981d6-df16-4b9d-aea1-65d021cc5c53
bim_mapping.global_id_locked | DTP_Template | 2026-06-05 | IFC_Core | Component | Occupancy Sensor L02-001 | TRUE |  | JSON/COBie/IFC | IfcSensor | e1c981d6-df16-4b9d-aea1-65d021cc5c53 | assets[].bim_mapping.global_id_locked | 07_IFC_Metadata_EAV | e1c981d6-df16-4b9d-aea1-65d021cc5c53
cobie_mapping.component_name | DTP_Template | 2026-06-05 | Asset_Metadata | Component | Occupancy Sensor L02-001 | OCC-L02-001 |  | JSON/COBie/IFC | IfcSensor | e1c981d6-df16-4b9d-aea1-65d021cc5c53 | assets[].cobie_mapping.component_name | 07_IFC_Metadata_EAV | e1c981d6-df16-4b9d-aea1-65d021cc5c53
cobie_mapping.type_name | DTP_Template | 2026-06-05 | Asset_Metadata | Component | Occupancy Sensor L02-001 | OccupancySensor |  | JSON/COBie/IFC | IfcSensor | e1c981d6-df16-4b9d-aea1-65d021cc5c53 | assets[].cobie_mapping.type_name | 07_IFC_Metadata_EAV | e1c981d6-df16-4b9d-aea1-65d021cc5c53
cobie_mapping.system_name | DTP_Template | 2026-06-05 | Asset_Metadata | Component | Occupancy Sensor L02-001 | Occupancy |  | JSON/COBie/IFC | IfcSensor | e1c981d6-df16-4b9d-aea1-65d021cc5c53 | assets[].cobie_mapping.system_name | 07_IFC_Metadata_EAV | e1c981d6-df16-4b9d-aea1-65d021cc5c53
cobie_mapping.space_name | DTP_Template | 2026-06-05 | Asset_Metadata | Component | Occupancy Sensor L02-001 | SP-L02-OFFICE-A |  | JSON/COBie/IFC | IfcSensor | e1c981d6-df16-4b9d-aea1-65d021cc5c53 | assets[].cobie_mapping.space_name | 07_IFC_Metadata_EAV | e1c981d6-df16-4b9d-aea1-65d021cc5c53
manufacturer_data.manufacturer | DTP_Template | 2026-06-05 | LOI_Manufacturer | Component | Occupancy Sensor L02-001 | Generic Manufacturer |  | JSON/COBie/IFC | IfcSensor | e1c981d6-df16-4b9d-aea1-65d021cc5c53 | assets[].manufacturer_data.manufacturer | 07_IFC_Metadata_EAV | e1c981d6-df16-4b9d-aea1-65d021cc5c53
manufacturer_data.model | DTP_Template | 2026-06-05 | LOI_Manufacturer | Component | Occupancy Sensor L02-001 | Model-Placeholder |  | JSON/COBie/IFC | IfcSensor | e1c981d6-df16-4b9d-aea1-65d021cc5c53 | assets[].manufacturer_data.model | 07_IFC_Metadata_EAV | e1c981d6-df16-4b9d-aea1-65d021cc5c53
manufacturer_data.serial_number | DTP_Template | 2026-06-05 | LOI_Manufacturer | Component | Occupancy Sensor L02-001 | SN-OCC-L02-001 |  | JSON/COBie/IFC | IfcSensor | e1c981d6-df16-4b9d-aea1-65d021cc5c53 | assets[].manufacturer_data.serial_number | 07_IFC_Metadata_EAV | e1c981d6-df16-4b9d-aea1-65d021cc5c53
manufacturer_data.installation_date | DTP_Template | 2026-06-05 | LOI_Manufacturer | Component | Occupancy Sensor L02-001 | 2026-05-15 |  | JSON/COBie/IFC | IfcSensor | e1c981d6-df16-4b9d-aea1-65d021cc5c53 | assets[].manufacturer_data.installation_date | 07_IFC_Metadata_EAV | e1c981d6-df16-4b9d-aea1-65d021cc5c53
manufacturer_data.warranty_start_date | DTP_Template | 2026-06-05 | LOI_Manufacturer | Component | Occupancy Sensor L02-001 | 2026-06-01 |  | JSON/COBie/IFC | IfcSensor | e1c981d6-df16-4b9d-aea1-65d021cc5c53 | assets[].manufacturer_data.warranty_start_date | 07_IFC_Metadata_EAV | e1c981d6-df16-4b9d-aea1-65d021cc5c53
manufacturer_data.warranty_end_date | DTP_Template | 2026-06-05 | LOI_Manufacturer | Component | Occupancy Sensor L02-001 | 2028-06-01 |  | JSON/COBie/IFC | IfcSensor | e1c981d6-df16-4b9d-aea1-65d021cc5c53 | assets[].manufacturer_data.warranty_end_date | 07_IFC_Metadata_EAV | e1c981d6-df16-4b9d-aea1-65d021cc5c53
operation_data.maintainable | DTP_Template | 2026-06-05 | LOI_Operation_Maintenance | Component | Occupancy Sensor L02-001 | TRUE |  | JSON/COBie/IFC | IfcSensor | e1c981d6-df16-4b9d-aea1-65d021cc5c53 | assets[].operation_data.maintainable | 07_IFC_Metadata_EAV | e1c981d6-df16-4b9d-aea1-65d021cc5c53
operation_data.criticality | DTP_Template | 2026-06-05 | LOI_Operation_Maintenance | Component | Occupancy Sensor L02-001 | Medium |  | JSON/COBie/IFC | IfcSensor | e1c981d6-df16-4b9d-aea1-65d021cc5c53 | assets[].operation_data.criticality | 07_IFC_Metadata_EAV | e1c981d6-df16-4b9d-aea1-65d021cc5c53
operation_data.expected_life_years | DTP_Template | 2026-06-05 | LOI_Operation_Maintenance | Component | Occupancy Sensor L02-001 | 15 |  | JSON/COBie/IFC | IfcSensor | e1c981d6-df16-4b9d-aea1-65d021cc5c53 | assets[].operation_data.expected_life_years | 07_IFC_Metadata_EAV | e1c981d6-df16-4b9d-aea1-65d021cc5c53
operation_data.maintenance_strategy | DTP_Template | 2026-06-05 | LOI_Operation_Maintenance | Component | Occupancy Sensor L02-001 | preventive_and_condition_based |  | JSON/COBie/IFC | IfcSensor | e1c981d6-df16-4b9d-aea1-65d021cc5c53 | assets[].operation_data.maintenance_strategy | 07_IFC_Metadata_EAV | e1c981d6-df16-4b9d-aea1-65d021cc5c53
operation_data.cmms_asset_id | DTP_Template | 2026-06-05 | LOI_Operation_Maintenance | Component | Occupancy Sensor L02-001 | CMMS-OCC-L02-001 |  | JSON/COBie/IFC | IfcSensor | e1c981d6-df16-4b9d-aea1-65d021cc5c53 | assets[].operation_data.cmms_asset_id | 07_IFC_Metadata_EAV | e1c981d6-df16-4b9d-aea1-65d021cc5c53
operation_data.spare_part_group | DTP_Template | 2026-06-05 | LOI_Operation_Maintenance | Component | Occupancy Sensor L02-001 | SPARE-OCCUPANCY-SENSOR |  | JSON/COBie/IFC | IfcSensor | e1c981d6-df16-4b9d-aea1-65d021cc5c53 | assets[].operation_data.spare_part_group | 07_IFC_Metadata_EAV | e1c981d6-df16-4b9d-aea1-65d021cc5c53
operation_data.manual_url | DTP_Template | 2026-06-05 | LOI_Operation_Maintenance | Component | Occupancy Sensor L02-001 | https://example.com/om_manuals/OCC-L02-001.pdf |  | JSON/COBie/IFC | IfcSensor | e1c981d6-df16-4b9d-aea1-65d021cc5c53 | assets[].operation_data.manual_url | 07_IFC_Metadata_EAV | e1c981d6-df16-4b9d-aea1-65d021cc5c53
digital_twin.dt_entity_type | DTP_Template | 2026-06-05 | DTP_Metadata | Component | Occupancy Sensor L02-001 | asset |  | JSON/COBie/IFC | IfcSensor | e1c981d6-df16-4b9d-aea1-65d021cc5c53 | assets[].digital_twin.dt_entity_type | 07_IFC_Metadata_EAV | e1c981d6-df16-4b9d-aea1-65d021cc5c53
digital_twin.state_source | DTP_Template | 2026-06-05 | DTP_Metadata | Component | Occupancy Sensor L02-001 | BMS/IoT/CMMS |  | JSON/COBie/IFC | IfcSensor | e1c981d6-df16-4b9d-aea1-65d021cc5c53 | assets[].digital_twin.state_source | 07_IFC_Metadata_EAV | e1c981d6-df16-4b9d-aea1-65d021cc5c53
digital_twin.realtime_enabled | DTP_Template | 2026-06-05 | DTP_Metadata | Component | Occupancy Sensor L02-001 | TRUE |  | JSON/COBie/IFC | IfcSensor | e1c981d6-df16-4b9d-aea1-65d021cc5c53 | assets[].digital_twin.realtime_enabled | 07_IFC_Metadata_EAV | e1c981d6-df16-4b9d-aea1-65d021cc5c53
digital_twin.history_enabled | DTP_Template | 2026-06-05 | DTP_Metadata | Component | Occupancy Sensor L02-001 | TRUE |  | JSON/COBie/IFC | IfcSensor | e1c981d6-df16-4b9d-aea1-65d021cc5c53 | assets[].digital_twin.history_enabled | 07_IFC_Metadata_EAV | e1c981d6-df16-4b9d-aea1-65d021cc5c53
digital_twin.visual_selectable | DTP_Template | 2026-06-05 | DTP_Metadata | Component | Occupancy Sensor L02-001 | TRUE |  | JSON/COBie/IFC | IfcSensor | e1c981d6-df16-4b9d-aea1-65d021cc5c53 | assets[].digital_twin.visual_selectable | 07_IFC_Metadata_EAV | e1c981d6-df16-4b9d-aea1-65d021cc5c53
digital_twin.visual_highlight_layer | DTP_Template | 2026-06-05 | DTP_Metadata | Component | Occupancy Sensor L02-001 | LAYER-ASSET-OCCUPANCY |  | JSON/COBie/IFC | IfcSensor | e1c981d6-df16-4b9d-aea1-65d021cc5c53 | assets[].digital_twin.visual_highlight_layer | 07_IFC_Metadata_EAV | e1c981d6-df16-4b9d-aea1-65d021cc5c53
tags[0] | DTP_Template | 2026-06-05 | Asset_Metadata | Component | Occupancy Sensor L02-001 | occupancy |  | JSON/COBie/IFC | IfcSensor | e1c981d6-df16-4b9d-aea1-65d021cc5c53 | assets[].tags[0] | 07_IFC_Metadata_EAV | e1c981d6-df16-4b9d-aea1-65d021cc5c53
tags[1] | DTP_Template | 2026-06-05 | Asset_Metadata | Component | Occupancy Sensor L02-001 | occupancy_sensor |  | JSON/COBie/IFC | IfcSensor | e1c981d6-df16-4b9d-aea1-65d021cc5c53 | assets[].tags[1] | 07_IFC_Metadata_EAV | e1c981d6-df16-4b9d-aea1-65d021cc5c53
tags[2] | DTP_Template | 2026-06-05 | Asset_Metadata | Component | Occupancy Sensor L02-001 | occupancysensor |  | JSON/COBie/IFC | IfcSensor | e1c981d6-df16-4b9d-aea1-65d021cc5c53 | assets[].tags[2] | 07_IFC_Metadata_EAV | e1c981d6-df16-4b9d-aea1-65d021cc5c53
asset_id | DTP_Template | 2026-06-05 | Asset_Metadata | Component | Indoor Air Quality Sensor L05-001 | IAQ-L05-001 |  | JSON/COBie/IFC | IfcSensor | 593596bd-154c-41d2-8b7a-ce454ed2d864 | assets[].asset_id | 07_IFC_Metadata_EAV | 593596bd-154c-41d2-8b7a-ce454ed2d864
asset_name | DTP_Template | 2026-06-05 | Asset_Metadata | Component | Indoor Air Quality Sensor L05-001 | Indoor Air Quality Sensor L05-001 |  | JSON/COBie/IFC | IfcSensor | 593596bd-154c-41d2-8b7a-ce454ed2d864 | assets[].asset_name | 07_IFC_Metadata_EAV | 593596bd-154c-41d2-8b7a-ce454ed2d864
asset_status | DTP_Template | 2026-06-05 | Asset_Metadata | Component | Indoor Air Quality Sensor L05-001 | in_service |  | JSON/COBie/IFC | IfcSensor | 593596bd-154c-41d2-8b7a-ce454ed2d864 | assets[].asset_status | 07_IFC_Metadata_EAV | 593596bd-154c-41d2-8b7a-ce454ed2d864
system | DTP_Template | 2026-06-05 | Asset_Metadata | Component | Indoor Air Quality Sensor L05-001 | Environmental Monitoring |  | JSON/COBie/IFC | IfcSensor | 593596bd-154c-41d2-8b7a-ce454ed2d864 | assets[].system | 07_IFC_Metadata_EAV | 593596bd-154c-41d2-8b7a-ce454ed2d864
discipline | DTP_Template | 2026-06-05 | Asset_Metadata | Component | Indoor Air Quality Sensor L05-001 | MEP |  | JSON/COBie/IFC | IfcSensor | 593596bd-154c-41d2-8b7a-ce454ed2d864 | assets[].discipline | 07_IFC_Metadata_EAV | 593596bd-154c-41d2-8b7a-ce454ed2d864
category | DTP_Template | 2026-06-05 | Asset_Metadata | Component | Indoor Air Quality Sensor L05-001 | IAQ Sensor |  | JSON/COBie/IFC | IfcSensor | 593596bd-154c-41d2-8b7a-ce454ed2d864 | assets[].category | 07_IFC_Metadata_EAV | 593596bd-154c-41d2-8b7a-ce454ed2d864
asset_type | DTP_Template | 2026-06-05 | Asset_Metadata | Component | Indoor Air Quality Sensor L05-001 | IAQSensor |  | JSON/COBie/IFC | IfcSensor | 593596bd-154c-41d2-8b7a-ce454ed2d864 | assets[].asset_type | 07_IFC_Metadata_EAV | 593596bd-154c-41d2-8b7a-ce454ed2d864
classification.uniclass_code | DTP_Template | 2026-06-05 | LOI_Classification | Component | Indoor Air Quality Sensor L05-001 | placeholder |  | JSON/COBie/IFC | IfcSensor | 593596bd-154c-41d2-8b7a-ce454ed2d864 | assets[].classification.uniclass_code | 07_IFC_Metadata_EAV | 593596bd-154c-41d2-8b7a-ce454ed2d864
classification.omniclass_code | DTP_Template | 2026-06-05 | LOI_Classification | Component | Indoor Air Quality Sensor L05-001 | placeholder |  | JSON/COBie/IFC | IfcSensor | 593596bd-154c-41d2-8b7a-ce454ed2d864 | assets[].classification.omniclass_code | 07_IFC_Metadata_EAV | 593596bd-154c-41d2-8b7a-ce454ed2d864
classification.local_classification | DTP_Template | 2026-06-05 | LOI_Classification | Component | Indoor Air Quality Sensor L05-001 | Environmental Monitoring/IAQ Sensor/IAQSensor |  | JSON/COBie/IFC | IfcSensor | 593596bd-154c-41d2-8b7a-ce454ed2d864 | assets[].classification.local_classification | 07_IFC_Metadata_EAV | 593596bd-154c-41d2-8b7a-ce454ed2d864
location.facility_id | DTP_Template | 2026-06-05 | LOI_Location | Component | Indoor Air Quality Sensor L05-001 | FAC-OFFICE-TOWER-A |  | JSON/COBie/IFC | IfcSensor | 593596bd-154c-41d2-8b7a-ce454ed2d864 | assets[].location.facility_id | 07_IFC_Metadata_EAV | 593596bd-154c-41d2-8b7a-ce454ed2d864
location.floor_id | DTP_Template | 2026-06-05 | LOI_Location | Component | Indoor Air Quality Sensor L05-001 | FL-L05 |  | JSON/COBie/IFC | IfcSensor | 593596bd-154c-41d2-8b7a-ce454ed2d864 | assets[].location.floor_id | 07_IFC_Metadata_EAV | 593596bd-154c-41d2-8b7a-ce454ed2d864
location.space_id | DTP_Template | 2026-06-05 | LOI_Location | Component | Indoor Air Quality Sensor L05-001 | SP-L05-OFFICE-A |  | JSON/COBie/IFC | IfcSensor | 593596bd-154c-41d2-8b7a-ce454ed2d864 | assets[].location.space_id | 07_IFC_Metadata_EAV | 593596bd-154c-41d2-8b7a-ce454ed2d864
location.zone_id | DTP_Template | 2026-06-05 | LOI_Location | Component | Indoor Air Quality Sensor L05-001 | ZONE-OFFICE-L05 |  | JSON/COBie/IFC | IfcSensor | 593596bd-154c-41d2-8b7a-ce454ed2d864 | assets[].location.zone_id | 07_IFC_Metadata_EAV | 593596bd-154c-41d2-8b7a-ce454ed2d864
bim_mapping.ifc_guid | DTP_Template | 2026-06-05 | IFC_Core | Component | Indoor Air Quality Sensor L05-001 | 593596bd-154c-41d2-8b7a-ce454ed2d864 |  | JSON/COBie/IFC | IfcSensor | 593596bd-154c-41d2-8b7a-ce454ed2d864 | assets[].bim_mapping.ifc_guid | 07_IFC_Metadata_EAV | 593596bd-154c-41d2-8b7a-ce454ed2d864
bim_mapping.ifc_entity | DTP_Template | 2026-06-05 | IFC_Core | Component | Indoor Air Quality Sensor L05-001 | IfcSensor |  | JSON/COBie/IFC | IfcSensor | 593596bd-154c-41d2-8b7a-ce454ed2d864 | assets[].bim_mapping.ifc_entity | 07_IFC_Metadata_EAV | 593596bd-154c-41d2-8b7a-ce454ed2d864
bim_mapping.ifc_name | DTP_Template | 2026-06-05 | IFC_Core | Component | Indoor Air Quality Sensor L05-001 | Indoor Air Quality Sensor L05-001 |  | JSON/COBie/IFC | IfcSensor | 593596bd-154c-41d2-8b7a-ce454ed2d864 | assets[].bim_mapping.ifc_name | 07_IFC_Metadata_EAV | 593596bd-154c-41d2-8b7a-ce454ed2d864
bim_mapping.source_model_id | DTP_Template | 2026-06-05 | IFC_Core | Component | Indoor Air Quality Sensor L05-001 | IFC-MEP-001 |  | JSON/COBie/IFC | IfcSensor | 593596bd-154c-41d2-8b7a-ce454ed2d864 | assets[].bim_mapping.source_model_id | 07_IFC_Metadata_EAV | 593596bd-154c-41d2-8b7a-ce454ed2d864
bim_mapping.global_id_locked | DTP_Template | 2026-06-05 | IFC_Core | Component | Indoor Air Quality Sensor L05-001 | TRUE |  | JSON/COBie/IFC | IfcSensor | 593596bd-154c-41d2-8b7a-ce454ed2d864 | assets[].bim_mapping.global_id_locked | 07_IFC_Metadata_EAV | 593596bd-154c-41d2-8b7a-ce454ed2d864
cobie_mapping.component_name | DTP_Template | 2026-06-05 | Asset_Metadata | Component | Indoor Air Quality Sensor L05-001 | IAQ-L05-001 |  | JSON/COBie/IFC | IfcSensor | 593596bd-154c-41d2-8b7a-ce454ed2d864 | assets[].cobie_mapping.component_name | 07_IFC_Metadata_EAV | 593596bd-154c-41d2-8b7a-ce454ed2d864
cobie_mapping.type_name | DTP_Template | 2026-06-05 | Asset_Metadata | Component | Indoor Air Quality Sensor L05-001 | IAQSensor |  | JSON/COBie/IFC | IfcSensor | 593596bd-154c-41d2-8b7a-ce454ed2d864 | assets[].cobie_mapping.type_name | 07_IFC_Metadata_EAV | 593596bd-154c-41d2-8b7a-ce454ed2d864
cobie_mapping.system_name | DTP_Template | 2026-06-05 | Asset_Metadata | Component | Indoor Air Quality Sensor L05-001 | Environmental Monitoring |  | JSON/COBie/IFC | IfcSensor | 593596bd-154c-41d2-8b7a-ce454ed2d864 | assets[].cobie_mapping.system_name | 07_IFC_Metadata_EAV | 593596bd-154c-41d2-8b7a-ce454ed2d864
cobie_mapping.space_name | DTP_Template | 2026-06-05 | Asset_Metadata | Component | Indoor Air Quality Sensor L05-001 | SP-L05-OFFICE-A |  | JSON/COBie/IFC | IfcSensor | 593596bd-154c-41d2-8b7a-ce454ed2d864 | assets[].cobie_mapping.space_name | 07_IFC_Metadata_EAV | 593596bd-154c-41d2-8b7a-ce454ed2d864
manufacturer_data.manufacturer | DTP_Template | 2026-06-05 | LOI_Manufacturer | Component | Indoor Air Quality Sensor L05-001 | Generic Manufacturer |  | JSON/COBie/IFC | IfcSensor | 593596bd-154c-41d2-8b7a-ce454ed2d864 | assets[].manufacturer_data.manufacturer | 07_IFC_Metadata_EAV | 593596bd-154c-41d2-8b7a-ce454ed2d864
manufacturer_data.model | DTP_Template | 2026-06-05 | LOI_Manufacturer | Component | Indoor Air Quality Sensor L05-001 | Model-Placeholder |  | JSON/COBie/IFC | IfcSensor | 593596bd-154c-41d2-8b7a-ce454ed2d864 | assets[].manufacturer_data.model | 07_IFC_Metadata_EAV | 593596bd-154c-41d2-8b7a-ce454ed2d864
manufacturer_data.serial_number | DTP_Template | 2026-06-05 | LOI_Manufacturer | Component | Indoor Air Quality Sensor L05-001 | SN-IAQ-L05-001 |  | JSON/COBie/IFC | IfcSensor | 593596bd-154c-41d2-8b7a-ce454ed2d864 | assets[].manufacturer_data.serial_number | 07_IFC_Metadata_EAV | 593596bd-154c-41d2-8b7a-ce454ed2d864
manufacturer_data.installation_date | DTP_Template | 2026-06-05 | LOI_Manufacturer | Component | Indoor Air Quality Sensor L05-001 | 2026-05-15 |  | JSON/COBie/IFC | IfcSensor | 593596bd-154c-41d2-8b7a-ce454ed2d864 | assets[].manufacturer_data.installation_date | 07_IFC_Metadata_EAV | 593596bd-154c-41d2-8b7a-ce454ed2d864
manufacturer_data.warranty_start_date | DTP_Template | 2026-06-05 | LOI_Manufacturer | Component | Indoor Air Quality Sensor L05-001 | 2026-06-01 |  | JSON/COBie/IFC | IfcSensor | 593596bd-154c-41d2-8b7a-ce454ed2d864 | assets[].manufacturer_data.warranty_start_date | 07_IFC_Metadata_EAV | 593596bd-154c-41d2-8b7a-ce454ed2d864
manufacturer_data.warranty_end_date | DTP_Template | 2026-06-05 | LOI_Manufacturer | Component | Indoor Air Quality Sensor L05-001 | 2028-06-01 |  | JSON/COBie/IFC | IfcSensor | 593596bd-154c-41d2-8b7a-ce454ed2d864 | assets[].manufacturer_data.warranty_end_date | 07_IFC_Metadata_EAV | 593596bd-154c-41d2-8b7a-ce454ed2d864
operation_data.maintainable | DTP_Template | 2026-06-05 | LOI_Operation_Maintenance | Component | Indoor Air Quality Sensor L05-001 | TRUE |  | JSON/COBie/IFC | IfcSensor | 593596bd-154c-41d2-8b7a-ce454ed2d864 | assets[].operation_data.maintainable | 07_IFC_Metadata_EAV | 593596bd-154c-41d2-8b7a-ce454ed2d864
operation_data.criticality | DTP_Template | 2026-06-05 | LOI_Operation_Maintenance | Component | Indoor Air Quality Sensor L05-001 | Medium |  | JSON/COBie/IFC | IfcSensor | 593596bd-154c-41d2-8b7a-ce454ed2d864 | assets[].operation_data.criticality | 07_IFC_Metadata_EAV | 593596bd-154c-41d2-8b7a-ce454ed2d864
operation_data.expected_life_years | DTP_Template | 2026-06-05 | LOI_Operation_Maintenance | Component | Indoor Air Quality Sensor L05-001 | 15 |  | JSON/COBie/IFC | IfcSensor | 593596bd-154c-41d2-8b7a-ce454ed2d864 | assets[].operation_data.expected_life_years | 07_IFC_Metadata_EAV | 593596bd-154c-41d2-8b7a-ce454ed2d864
operation_data.maintenance_strategy | DTP_Template | 2026-06-05 | LOI_Operation_Maintenance | Component | Indoor Air Quality Sensor L05-001 | preventive_and_condition_based |  | JSON/COBie/IFC | IfcSensor | 593596bd-154c-41d2-8b7a-ce454ed2d864 | assets[].operation_data.maintenance_strategy | 07_IFC_Metadata_EAV | 593596bd-154c-41d2-8b7a-ce454ed2d864
operation_data.cmms_asset_id | DTP_Template | 2026-06-05 | LOI_Operation_Maintenance | Component | Indoor Air Quality Sensor L05-001 | CMMS-IAQ-L05-001 |  | JSON/COBie/IFC | IfcSensor | 593596bd-154c-41d2-8b7a-ce454ed2d864 | assets[].operation_data.cmms_asset_id | 07_IFC_Metadata_EAV | 593596bd-154c-41d2-8b7a-ce454ed2d864
operation_data.spare_part_group | DTP_Template | 2026-06-05 | LOI_Operation_Maintenance | Component | Indoor Air Quality Sensor L05-001 | SPARE-IAQ-SENSOR |  | JSON/COBie/IFC | IfcSensor | 593596bd-154c-41d2-8b7a-ce454ed2d864 | assets[].operation_data.spare_part_group | 07_IFC_Metadata_EAV | 593596bd-154c-41d2-8b7a-ce454ed2d864
operation_data.manual_url | DTP_Template | 2026-06-05 | LOI_Operation_Maintenance | Component | Indoor Air Quality Sensor L05-001 | https://example.com/om_manuals/IAQ-L05-001.pdf |  | JSON/COBie/IFC | IfcSensor | 593596bd-154c-41d2-8b7a-ce454ed2d864 | assets[].operation_data.manual_url | 07_IFC_Metadata_EAV | 593596bd-154c-41d2-8b7a-ce454ed2d864
digital_twin.dt_entity_type | DTP_Template | 2026-06-05 | DTP_Metadata | Component | Indoor Air Quality Sensor L05-001 | asset |  | JSON/COBie/IFC | IfcSensor | 593596bd-154c-41d2-8b7a-ce454ed2d864 | assets[].digital_twin.dt_entity_type | 07_IFC_Metadata_EAV | 593596bd-154c-41d2-8b7a-ce454ed2d864
digital_twin.state_source | DTP_Template | 2026-06-05 | DTP_Metadata | Component | Indoor Air Quality Sensor L05-001 | BMS/IoT/CMMS |  | JSON/COBie/IFC | IfcSensor | 593596bd-154c-41d2-8b7a-ce454ed2d864 | assets[].digital_twin.state_source | 07_IFC_Metadata_EAV | 593596bd-154c-41d2-8b7a-ce454ed2d864
digital_twin.realtime_enabled | DTP_Template | 2026-06-05 | DTP_Metadata | Component | Indoor Air Quality Sensor L05-001 | TRUE |  | JSON/COBie/IFC | IfcSensor | 593596bd-154c-41d2-8b7a-ce454ed2d864 | assets[].digital_twin.realtime_enabled | 07_IFC_Metadata_EAV | 593596bd-154c-41d2-8b7a-ce454ed2d864
digital_twin.history_enabled | DTP_Template | 2026-06-05 | DTP_Metadata | Component | Indoor Air Quality Sensor L05-001 | TRUE |  | JSON/COBie/IFC | IfcSensor | 593596bd-154c-41d2-8b7a-ce454ed2d864 | assets[].digital_twin.history_enabled | 07_IFC_Metadata_EAV | 593596bd-154c-41d2-8b7a-ce454ed2d864
digital_twin.visual_selectable | DTP_Template | 2026-06-05 | DTP_Metadata | Component | Indoor Air Quality Sensor L05-001 | TRUE |  | JSON/COBie/IFC | IfcSensor | 593596bd-154c-41d2-8b7a-ce454ed2d864 | assets[].digital_twin.visual_selectable | 07_IFC_Metadata_EAV | 593596bd-154c-41d2-8b7a-ce454ed2d864
digital_twin.visual_highlight_layer | DTP_Template | 2026-06-05 | DTP_Metadata | Component | Indoor Air Quality Sensor L05-001 | LAYER-ASSET-ENVIRONMENTAL-MONITORING |  | JSON/COBie/IFC | IfcSensor | 593596bd-154c-41d2-8b7a-ce454ed2d864 | assets[].digital_twin.visual_highlight_layer | 07_IFC_Metadata_EAV | 593596bd-154c-41d2-8b7a-ce454ed2d864
tags[0] | DTP_Template | 2026-06-05 | Asset_Metadata | Component | Indoor Air Quality Sensor L05-001 | environmental_monitoring |  | JSON/COBie/IFC | IfcSensor | 593596bd-154c-41d2-8b7a-ce454ed2d864 | assets[].tags[0] | 07_IFC_Metadata_EAV | 593596bd-154c-41d2-8b7a-ce454ed2d864
tags[1] | DTP_Template | 2026-06-05 | Asset_Metadata | Component | Indoor Air Quality Sensor L05-001 | iaq_sensor |  | JSON/COBie/IFC | IfcSensor | 593596bd-154c-41d2-8b7a-ce454ed2d864 | assets[].tags[1] | 07_IFC_Metadata_EAV | 593596bd-154c-41d2-8b7a-ce454ed2d864
tags[2] | DTP_Template | 2026-06-05 | Asset_Metadata | Component | Indoor Air Quality Sensor L05-001 | iaqsensor |  | JSON/COBie/IFC | IfcSensor | 593596bd-154c-41d2-8b7a-ce454ed2d864 | assets[].tags[2] | 07_IFC_Metadata_EAV | 593596bd-154c-41d2-8b7a-ce454ed2d864
asset_id | DTP_Template | 2026-06-05 | Asset_Metadata | Component | Occupancy Sensor L05-001 | OCC-L05-001 |  | JSON/COBie/IFC | IfcSensor | e4323c58-f59a-4f60-9d37-8b98ecc23aeb | assets[].asset_id | 07_IFC_Metadata_EAV | e4323c58-f59a-4f60-9d37-8b98ecc23aeb
asset_name | DTP_Template | 2026-06-05 | Asset_Metadata | Component | Occupancy Sensor L05-001 | Occupancy Sensor L05-001 |  | JSON/COBie/IFC | IfcSensor | e4323c58-f59a-4f60-9d37-8b98ecc23aeb | assets[].asset_name | 07_IFC_Metadata_EAV | e4323c58-f59a-4f60-9d37-8b98ecc23aeb
asset_status | DTP_Template | 2026-06-05 | Asset_Metadata | Component | Occupancy Sensor L05-001 | in_service |  | JSON/COBie/IFC | IfcSensor | e4323c58-f59a-4f60-9d37-8b98ecc23aeb | assets[].asset_status | 07_IFC_Metadata_EAV | e4323c58-f59a-4f60-9d37-8b98ecc23aeb
system | DTP_Template | 2026-06-05 | Asset_Metadata | Component | Occupancy Sensor L05-001 | Occupancy |  | JSON/COBie/IFC | IfcSensor | e4323c58-f59a-4f60-9d37-8b98ecc23aeb | assets[].system | 07_IFC_Metadata_EAV | e4323c58-f59a-4f60-9d37-8b98ecc23aeb
discipline | DTP_Template | 2026-06-05 | Asset_Metadata | Component | Occupancy Sensor L05-001 | MEP |  | JSON/COBie/IFC | IfcSensor | e4323c58-f59a-4f60-9d37-8b98ecc23aeb | assets[].discipline | 07_IFC_Metadata_EAV | e4323c58-f59a-4f60-9d37-8b98ecc23aeb
category | DTP_Template | 2026-06-05 | Asset_Metadata | Component | Occupancy Sensor L05-001 | Occupancy Sensor |  | JSON/COBie/IFC | IfcSensor | e4323c58-f59a-4f60-9d37-8b98ecc23aeb | assets[].category | 07_IFC_Metadata_EAV | e4323c58-f59a-4f60-9d37-8b98ecc23aeb
asset_type | DTP_Template | 2026-06-05 | Asset_Metadata | Component | Occupancy Sensor L05-001 | OccupancySensor |  | JSON/COBie/IFC | IfcSensor | e4323c58-f59a-4f60-9d37-8b98ecc23aeb | assets[].asset_type | 07_IFC_Metadata_EAV | e4323c58-f59a-4f60-9d37-8b98ecc23aeb
classification.uniclass_code | DTP_Template | 2026-06-05 | LOI_Classification | Component | Occupancy Sensor L05-001 | placeholder |  | JSON/COBie/IFC | IfcSensor | e4323c58-f59a-4f60-9d37-8b98ecc23aeb | assets[].classification.uniclass_code | 07_IFC_Metadata_EAV | e4323c58-f59a-4f60-9d37-8b98ecc23aeb
classification.omniclass_code | DTP_Template | 2026-06-05 | LOI_Classification | Component | Occupancy Sensor L05-001 | placeholder |  | JSON/COBie/IFC | IfcSensor | e4323c58-f59a-4f60-9d37-8b98ecc23aeb | assets[].classification.omniclass_code | 07_IFC_Metadata_EAV | e4323c58-f59a-4f60-9d37-8b98ecc23aeb
classification.local_classification | DTP_Template | 2026-06-05 | LOI_Classification | Component | Occupancy Sensor L05-001 | Occupancy/Occupancy Sensor/OccupancySensor |  | JSON/COBie/IFC | IfcSensor | e4323c58-f59a-4f60-9d37-8b98ecc23aeb | assets[].classification.local_classification | 07_IFC_Metadata_EAV | e4323c58-f59a-4f60-9d37-8b98ecc23aeb
location.facility_id | DTP_Template | 2026-06-05 | LOI_Location | Component | Occupancy Sensor L05-001 | FAC-OFFICE-TOWER-A |  | JSON/COBie/IFC | IfcSensor | e4323c58-f59a-4f60-9d37-8b98ecc23aeb | assets[].location.facility_id | 07_IFC_Metadata_EAV | e4323c58-f59a-4f60-9d37-8b98ecc23aeb
location.floor_id | DTP_Template | 2026-06-05 | LOI_Location | Component | Occupancy Sensor L05-001 | FL-L05 |  | JSON/COBie/IFC | IfcSensor | e4323c58-f59a-4f60-9d37-8b98ecc23aeb | assets[].location.floor_id | 07_IFC_Metadata_EAV | e4323c58-f59a-4f60-9d37-8b98ecc23aeb
location.space_id | DTP_Template | 2026-06-05 | LOI_Location | Component | Occupancy Sensor L05-001 | SP-L05-OFFICE-A |  | JSON/COBie/IFC | IfcSensor | e4323c58-f59a-4f60-9d37-8b98ecc23aeb | assets[].location.space_id | 07_IFC_Metadata_EAV | e4323c58-f59a-4f60-9d37-8b98ecc23aeb
location.zone_id | DTP_Template | 2026-06-05 | LOI_Location | Component | Occupancy Sensor L05-001 | ZONE-OFFICE-L05 |  | JSON/COBie/IFC | IfcSensor | e4323c58-f59a-4f60-9d37-8b98ecc23aeb | assets[].location.zone_id | 07_IFC_Metadata_EAV | e4323c58-f59a-4f60-9d37-8b98ecc23aeb
bim_mapping.ifc_guid | DTP_Template | 2026-06-05 | IFC_Core | Component | Occupancy Sensor L05-001 | e4323c58-f59a-4f60-9d37-8b98ecc23aeb |  | JSON/COBie/IFC | IfcSensor | e4323c58-f59a-4f60-9d37-8b98ecc23aeb | assets[].bim_mapping.ifc_guid | 07_IFC_Metadata_EAV | e4323c58-f59a-4f60-9d37-8b98ecc23aeb
bim_mapping.ifc_entity | DTP_Template | 2026-06-05 | IFC_Core | Component | Occupancy Sensor L05-001 | IfcSensor |  | JSON/COBie/IFC | IfcSensor | e4323c58-f59a-4f60-9d37-8b98ecc23aeb | assets[].bim_mapping.ifc_entity | 07_IFC_Metadata_EAV | e4323c58-f59a-4f60-9d37-8b98ecc23aeb
bim_mapping.ifc_name | DTP_Template | 2026-06-05 | IFC_Core | Component | Occupancy Sensor L05-001 | Occupancy Sensor L05-001 |  | JSON/COBie/IFC | IfcSensor | e4323c58-f59a-4f60-9d37-8b98ecc23aeb | assets[].bim_mapping.ifc_name | 07_IFC_Metadata_EAV | e4323c58-f59a-4f60-9d37-8b98ecc23aeb
bim_mapping.source_model_id | DTP_Template | 2026-06-05 | IFC_Core | Component | Occupancy Sensor L05-001 | IFC-MEP-001 |  | JSON/COBie/IFC | IfcSensor | e4323c58-f59a-4f60-9d37-8b98ecc23aeb | assets[].bim_mapping.source_model_id | 07_IFC_Metadata_EAV | e4323c58-f59a-4f60-9d37-8b98ecc23aeb
bim_mapping.global_id_locked | DTP_Template | 2026-06-05 | IFC_Core | Component | Occupancy Sensor L05-001 | TRUE |  | JSON/COBie/IFC | IfcSensor | e4323c58-f59a-4f60-9d37-8b98ecc23aeb | assets[].bim_mapping.global_id_locked | 07_IFC_Metadata_EAV | e4323c58-f59a-4f60-9d37-8b98ecc23aeb
cobie_mapping.component_name | DTP_Template | 2026-06-05 | Asset_Metadata | Component | Occupancy Sensor L05-001 | OCC-L05-001 |  | JSON/COBie/IFC | IfcSensor | e4323c58-f59a-4f60-9d37-8b98ecc23aeb | assets[].cobie_mapping.component_name | 07_IFC_Metadata_EAV | e4323c58-f59a-4f60-9d37-8b98ecc23aeb
cobie_mapping.type_name | DTP_Template | 2026-06-05 | Asset_Metadata | Component | Occupancy Sensor L05-001 | OccupancySensor |  | JSON/COBie/IFC | IfcSensor | e4323c58-f59a-4f60-9d37-8b98ecc23aeb | assets[].cobie_mapping.type_name | 07_IFC_Metadata_EAV | e4323c58-f59a-4f60-9d37-8b98ecc23aeb
cobie_mapping.system_name | DTP_Template | 2026-06-05 | Asset_Metadata | Component | Occupancy Sensor L05-001 | Occupancy |  | JSON/COBie/IFC | IfcSensor | e4323c58-f59a-4f60-9d37-8b98ecc23aeb | assets[].cobie_mapping.system_name | 07_IFC_Metadata_EAV | e4323c58-f59a-4f60-9d37-8b98ecc23aeb
cobie_mapping.space_name | DTP_Template | 2026-06-05 | Asset_Metadata | Component | Occupancy Sensor L05-001 | SP-L05-OFFICE-A |  | JSON/COBie/IFC | IfcSensor | e4323c58-f59a-4f60-9d37-8b98ecc23aeb | assets[].cobie_mapping.space_name | 07_IFC_Metadata_EAV | e4323c58-f59a-4f60-9d37-8b98ecc23aeb
manufacturer_data.manufacturer | DTP_Template | 2026-06-05 | LOI_Manufacturer | Component | Occupancy Sensor L05-001 | Generic Manufacturer |  | JSON/COBie/IFC | IfcSensor | e4323c58-f59a-4f60-9d37-8b98ecc23aeb | assets[].manufacturer_data.manufacturer | 07_IFC_Metadata_EAV | e4323c58-f59a-4f60-9d37-8b98ecc23aeb
manufacturer_data.model | DTP_Template | 2026-06-05 | LOI_Manufacturer | Component | Occupancy Sensor L05-001 | Model-Placeholder |  | JSON/COBie/IFC | IfcSensor | e4323c58-f59a-4f60-9d37-8b98ecc23aeb | assets[].manufacturer_data.model | 07_IFC_Metadata_EAV | e4323c58-f59a-4f60-9d37-8b98ecc23aeb
manufacturer_data.serial_number | DTP_Template | 2026-06-05 | LOI_Manufacturer | Component | Occupancy Sensor L05-001 | SN-OCC-L05-001 |  | JSON/COBie/IFC | IfcSensor | e4323c58-f59a-4f60-9d37-8b98ecc23aeb | assets[].manufacturer_data.serial_number | 07_IFC_Metadata_EAV | e4323c58-f59a-4f60-9d37-8b98ecc23aeb
manufacturer_data.installation_date | DTP_Template | 2026-06-05 | LOI_Manufacturer | Component | Occupancy Sensor L05-001 | 2026-05-15 |  | JSON/COBie/IFC | IfcSensor | e4323c58-f59a-4f60-9d37-8b98ecc23aeb | assets[].manufacturer_data.installation_date | 07_IFC_Metadata_EAV | e4323c58-f59a-4f60-9d37-8b98ecc23aeb
manufacturer_data.warranty_start_date | DTP_Template | 2026-06-05 | LOI_Manufacturer | Component | Occupancy Sensor L05-001 | 2026-06-01 |  | JSON/COBie/IFC | IfcSensor | e4323c58-f59a-4f60-9d37-8b98ecc23aeb | assets[].manufacturer_data.warranty_start_date | 07_IFC_Metadata_EAV | e4323c58-f59a-4f60-9d37-8b98ecc23aeb
manufacturer_data.warranty_end_date | DTP_Template | 2026-06-05 | LOI_Manufacturer | Component | Occupancy Sensor L05-001 | 2028-06-01 |  | JSON/COBie/IFC | IfcSensor | e4323c58-f59a-4f60-9d37-8b98ecc23aeb | assets[].manufacturer_data.warranty_end_date | 07_IFC_Metadata_EAV | e4323c58-f59a-4f60-9d37-8b98ecc23aeb
operation_data.maintainable | DTP_Template | 2026-06-05 | LOI_Operation_Maintenance | Component | Occupancy Sensor L05-001 | TRUE |  | JSON/COBie/IFC | IfcSensor | e4323c58-f59a-4f60-9d37-8b98ecc23aeb | assets[].operation_data.maintainable | 07_IFC_Metadata_EAV | e4323c58-f59a-4f60-9d37-8b98ecc23aeb
operation_data.criticality | DTP_Template | 2026-06-05 | LOI_Operation_Maintenance | Component | Occupancy Sensor L05-001 | Medium |  | JSON/COBie/IFC | IfcSensor | e4323c58-f59a-4f60-9d37-8b98ecc23aeb | assets[].operation_data.criticality | 07_IFC_Metadata_EAV | e4323c58-f59a-4f60-9d37-8b98ecc23aeb
operation_data.expected_life_years | DTP_Template | 2026-06-05 | LOI_Operation_Maintenance | Component | Occupancy Sensor L05-001 | 15 |  | JSON/COBie/IFC | IfcSensor | e4323c58-f59a-4f60-9d37-8b98ecc23aeb | assets[].operation_data.expected_life_years | 07_IFC_Metadata_EAV | e4323c58-f59a-4f60-9d37-8b98ecc23aeb
operation_data.maintenance_strategy | DTP_Template | 2026-06-05 | LOI_Operation_Maintenance | Component | Occupancy Sensor L05-001 | preventive_and_condition_based |  | JSON/COBie/IFC | IfcSensor | e4323c58-f59a-4f60-9d37-8b98ecc23aeb | assets[].operation_data.maintenance_strategy | 07_IFC_Metadata_EAV | e4323c58-f59a-4f60-9d37-8b98ecc23aeb
operation_data.cmms_asset_id | DTP_Template | 2026-06-05 | LOI_Operation_Maintenance | Component | Occupancy Sensor L05-001 | CMMS-OCC-L05-001 |  | JSON/COBie/IFC | IfcSensor | e4323c58-f59a-4f60-9d37-8b98ecc23aeb | assets[].operation_data.cmms_asset_id | 07_IFC_Metadata_EAV | e4323c58-f59a-4f60-9d37-8b98ecc23aeb
operation_data.spare_part_group | DTP_Template | 2026-06-05 | LOI_Operation_Maintenance | Component | Occupancy Sensor L05-001 | SPARE-OCCUPANCY-SENSOR |  | JSON/COBie/IFC | IfcSensor | e4323c58-f59a-4f60-9d37-8b98ecc23aeb | assets[].operation_data.spare_part_group | 07_IFC_Metadata_EAV | e4323c58-f59a-4f60-9d37-8b98ecc23aeb
operation_data.manual_url | DTP_Template | 2026-06-05 | LOI_Operation_Maintenance | Component | Occupancy Sensor L05-001 | https://example.com/om_manuals/OCC-L05-001.pdf |  | JSON/COBie/IFC | IfcSensor | e4323c58-f59a-4f60-9d37-8b98ecc23aeb | assets[].operation_data.manual_url | 07_IFC_Metadata_EAV | e4323c58-f59a-4f60-9d37-8b98ecc23aeb
digital_twin.dt_entity_type | DTP_Template | 2026-06-05 | DTP_Metadata | Component | Occupancy Sensor L05-001 | asset |  | JSON/COBie/IFC | IfcSensor | e4323c58-f59a-4f60-9d37-8b98ecc23aeb | assets[].digital_twin.dt_entity_type | 07_IFC_Metadata_EAV | e4323c58-f59a-4f60-9d37-8b98ecc23aeb
digital_twin.state_source | DTP_Template | 2026-06-05 | DTP_Metadata | Component | Occupancy Sensor L05-001 | BMS/IoT/CMMS |  | JSON/COBie/IFC | IfcSensor | e4323c58-f59a-4f60-9d37-8b98ecc23aeb | assets[].digital_twin.state_source | 07_IFC_Metadata_EAV | e4323c58-f59a-4f60-9d37-8b98ecc23aeb
digital_twin.realtime_enabled | DTP_Template | 2026-06-05 | DTP_Metadata | Component | Occupancy Sensor L05-001 | TRUE |  | JSON/COBie/IFC | IfcSensor | e4323c58-f59a-4f60-9d37-8b98ecc23aeb | assets[].digital_twin.realtime_enabled | 07_IFC_Metadata_EAV | e4323c58-f59a-4f60-9d37-8b98ecc23aeb
digital_twin.history_enabled | DTP_Template | 2026-06-05 | DTP_Metadata | Component | Occupancy Sensor L05-001 | TRUE |  | JSON/COBie/IFC | IfcSensor | e4323c58-f59a-4f60-9d37-8b98ecc23aeb | assets[].digital_twin.history_enabled | 07_IFC_Metadata_EAV | e4323c58-f59a-4f60-9d37-8b98ecc23aeb
digital_twin.visual_selectable | DTP_Template | 2026-06-05 | DTP_Metadata | Component | Occupancy Sensor L05-001 | TRUE |  | JSON/COBie/IFC | IfcSensor | e4323c58-f59a-4f60-9d37-8b98ecc23aeb | assets[].digital_twin.visual_selectable | 07_IFC_Metadata_EAV | e4323c58-f59a-4f60-9d37-8b98ecc23aeb
digital_twin.visual_highlight_layer | DTP_Template | 2026-06-05 | DTP_Metadata | Component | Occupancy Sensor L05-001 | LAYER-ASSET-OCCUPANCY |  | JSON/COBie/IFC | IfcSensor | e4323c58-f59a-4f60-9d37-8b98ecc23aeb | assets[].digital_twin.visual_highlight_layer | 07_IFC_Metadata_EAV | e4323c58-f59a-4f60-9d37-8b98ecc23aeb
tags[0] | DTP_Template | 2026-06-05 | Asset_Metadata | Component | Occupancy Sensor L05-001 | occupancy |  | JSON/COBie/IFC | IfcSensor | e4323c58-f59a-4f60-9d37-8b98ecc23aeb | assets[].tags[0] | 07_IFC_Metadata_EAV | e4323c58-f59a-4f60-9d37-8b98ecc23aeb
tags[1] | DTP_Template | 2026-06-05 | Asset_Metadata | Component | Occupancy Sensor L05-001 | occupancy_sensor |  | JSON/COBie/IFC | IfcSensor | e4323c58-f59a-4f60-9d37-8b98ecc23aeb | assets[].tags[1] | 07_IFC_Metadata_EAV | e4323c58-f59a-4f60-9d37-8b98ecc23aeb
tags[2] | DTP_Template | 2026-06-05 | Asset_Metadata | Component | Occupancy Sensor L05-001 | occupancysensor |  | JSON/COBie/IFC | IfcSensor | e4323c58-f59a-4f60-9d37-8b98ecc23aeb | assets[].tags[2] | 07_IFC_Metadata_EAV | e4323c58-f59a-4f60-9d37-8b98ecc23aeb
asset_id | DTP_Template | 2026-06-05 | Asset_Metadata | Component | Indoor Air Quality Sensor L10-001 | IAQ-L10-001 |  | JSON/COBie/IFC | IfcSensor | 10a31c7f-a8fa-4d3d-b93f-210aafa11166 | assets[].asset_id | 07_IFC_Metadata_EAV | 10a31c7f-a8fa-4d3d-b93f-210aafa11166
asset_name | DTP_Template | 2026-06-05 | Asset_Metadata | Component | Indoor Air Quality Sensor L10-001 | Indoor Air Quality Sensor L10-001 |  | JSON/COBie/IFC | IfcSensor | 10a31c7f-a8fa-4d3d-b93f-210aafa11166 | assets[].asset_name | 07_IFC_Metadata_EAV | 10a31c7f-a8fa-4d3d-b93f-210aafa11166
asset_status | DTP_Template | 2026-06-05 | Asset_Metadata | Component | Indoor Air Quality Sensor L10-001 | in_service |  | JSON/COBie/IFC | IfcSensor | 10a31c7f-a8fa-4d3d-b93f-210aafa11166 | assets[].asset_status | 07_IFC_Metadata_EAV | 10a31c7f-a8fa-4d3d-b93f-210aafa11166
system | DTP_Template | 2026-06-05 | Asset_Metadata | Component | Indoor Air Quality Sensor L10-001 | Environmental Monitoring |  | JSON/COBie/IFC | IfcSensor | 10a31c7f-a8fa-4d3d-b93f-210aafa11166 | assets[].system | 07_IFC_Metadata_EAV | 10a31c7f-a8fa-4d3d-b93f-210aafa11166
discipline | DTP_Template | 2026-06-05 | Asset_Metadata | Component | Indoor Air Quality Sensor L10-001 | MEP |  | JSON/COBie/IFC | IfcSensor | 10a31c7f-a8fa-4d3d-b93f-210aafa11166 | assets[].discipline | 07_IFC_Metadata_EAV | 10a31c7f-a8fa-4d3d-b93f-210aafa11166
category | DTP_Template | 2026-06-05 | Asset_Metadata | Component | Indoor Air Quality Sensor L10-001 | IAQ Sensor |  | JSON/COBie/IFC | IfcSensor | 10a31c7f-a8fa-4d3d-b93f-210aafa11166 | assets[].category | 07_IFC_Metadata_EAV | 10a31c7f-a8fa-4d3d-b93f-210aafa11166
asset_type | DTP_Template | 2026-06-05 | Asset_Metadata | Component | Indoor Air Quality Sensor L10-001 | IAQSensor |  | JSON/COBie/IFC | IfcSensor | 10a31c7f-a8fa-4d3d-b93f-210aafa11166 | assets[].asset_type | 07_IFC_Metadata_EAV | 10a31c7f-a8fa-4d3d-b93f-210aafa11166
classification.uniclass_code | DTP_Template | 2026-06-05 | LOI_Classification | Component | Indoor Air Quality Sensor L10-001 | placeholder |  | JSON/COBie/IFC | IfcSensor | 10a31c7f-a8fa-4d3d-b93f-210aafa11166 | assets[].classification.uniclass_code | 07_IFC_Metadata_EAV | 10a31c7f-a8fa-4d3d-b93f-210aafa11166
classification.omniclass_code | DTP_Template | 2026-06-05 | LOI_Classification | Component | Indoor Air Quality Sensor L10-001 | placeholder |  | JSON/COBie/IFC | IfcSensor | 10a31c7f-a8fa-4d3d-b93f-210aafa11166 | assets[].classification.omniclass_code | 07_IFC_Metadata_EAV | 10a31c7f-a8fa-4d3d-b93f-210aafa11166
classification.local_classification | DTP_Template | 2026-06-05 | LOI_Classification | Component | Indoor Air Quality Sensor L10-001 | Environmental Monitoring/IAQ Sensor/IAQSensor |  | JSON/COBie/IFC | IfcSensor | 10a31c7f-a8fa-4d3d-b93f-210aafa11166 | assets[].classification.local_classification | 07_IFC_Metadata_EAV | 10a31c7f-a8fa-4d3d-b93f-210aafa11166
location.facility_id | DTP_Template | 2026-06-05 | LOI_Location | Component | Indoor Air Quality Sensor L10-001 | FAC-OFFICE-TOWER-A |  | JSON/COBie/IFC | IfcSensor | 10a31c7f-a8fa-4d3d-b93f-210aafa11166 | assets[].location.facility_id | 07_IFC_Metadata_EAV | 10a31c7f-a8fa-4d3d-b93f-210aafa11166
location.floor_id | DTP_Template | 2026-06-05 | LOI_Location | Component | Indoor Air Quality Sensor L10-001 | FL-L10 |  | JSON/COBie/IFC | IfcSensor | 10a31c7f-a8fa-4d3d-b93f-210aafa11166 | assets[].location.floor_id | 07_IFC_Metadata_EAV | 10a31c7f-a8fa-4d3d-b93f-210aafa11166
location.space_id | DTP_Template | 2026-06-05 | LOI_Location | Component | Indoor Air Quality Sensor L10-001 | SP-L10-OFFICE-A |  | JSON/COBie/IFC | IfcSensor | 10a31c7f-a8fa-4d3d-b93f-210aafa11166 | assets[].location.space_id | 07_IFC_Metadata_EAV | 10a31c7f-a8fa-4d3d-b93f-210aafa11166
location.zone_id | DTP_Template | 2026-06-05 | LOI_Location | Component | Indoor Air Quality Sensor L10-001 | ZONE-OFFICE-L10 |  | JSON/COBie/IFC | IfcSensor | 10a31c7f-a8fa-4d3d-b93f-210aafa11166 | assets[].location.zone_id | 07_IFC_Metadata_EAV | 10a31c7f-a8fa-4d3d-b93f-210aafa11166
bim_mapping.ifc_guid | DTP_Template | 2026-06-05 | IFC_Core | Component | Indoor Air Quality Sensor L10-001 | 10a31c7f-a8fa-4d3d-b93f-210aafa11166 |  | JSON/COBie/IFC | IfcSensor | 10a31c7f-a8fa-4d3d-b93f-210aafa11166 | assets[].bim_mapping.ifc_guid | 07_IFC_Metadata_EAV | 10a31c7f-a8fa-4d3d-b93f-210aafa11166
bim_mapping.ifc_entity | DTP_Template | 2026-06-05 | IFC_Core | Component | Indoor Air Quality Sensor L10-001 | IfcSensor |  | JSON/COBie/IFC | IfcSensor | 10a31c7f-a8fa-4d3d-b93f-210aafa11166 | assets[].bim_mapping.ifc_entity | 07_IFC_Metadata_EAV | 10a31c7f-a8fa-4d3d-b93f-210aafa11166
bim_mapping.ifc_name | DTP_Template | 2026-06-05 | IFC_Core | Component | Indoor Air Quality Sensor L10-001 | Indoor Air Quality Sensor L10-001 |  | JSON/COBie/IFC | IfcSensor | 10a31c7f-a8fa-4d3d-b93f-210aafa11166 | assets[].bim_mapping.ifc_name | 07_IFC_Metadata_EAV | 10a31c7f-a8fa-4d3d-b93f-210aafa11166
bim_mapping.source_model_id | DTP_Template | 2026-06-05 | IFC_Core | Component | Indoor Air Quality Sensor L10-001 | IFC-MEP-001 |  | JSON/COBie/IFC | IfcSensor | 10a31c7f-a8fa-4d3d-b93f-210aafa11166 | assets[].bim_mapping.source_model_id | 07_IFC_Metadata_EAV | 10a31c7f-a8fa-4d3d-b93f-210aafa11166
bim_mapping.global_id_locked | DTP_Template | 2026-06-05 | IFC_Core | Component | Indoor Air Quality Sensor L10-001 | TRUE |  | JSON/COBie/IFC | IfcSensor | 10a31c7f-a8fa-4d3d-b93f-210aafa11166 | assets[].bim_mapping.global_id_locked | 07_IFC_Metadata_EAV | 10a31c7f-a8fa-4d3d-b93f-210aafa11166
cobie_mapping.component_name | DTP_Template | 2026-06-05 | Asset_Metadata | Component | Indoor Air Quality Sensor L10-001 | IAQ-L10-001 |  | JSON/COBie/IFC | IfcSensor | 10a31c7f-a8fa-4d3d-b93f-210aafa11166 | assets[].cobie_mapping.component_name | 07_IFC_Metadata_EAV | 10a31c7f-a8fa-4d3d-b93f-210aafa11166
cobie_mapping.type_name | DTP_Template | 2026-06-05 | Asset_Metadata | Component | Indoor Air Quality Sensor L10-001 | IAQSensor |  | JSON/COBie/IFC | IfcSensor | 10a31c7f-a8fa-4d3d-b93f-210aafa11166 | assets[].cobie_mapping.type_name | 07_IFC_Metadata_EAV | 10a31c7f-a8fa-4d3d-b93f-210aafa11166
cobie_mapping.system_name | DTP_Template | 2026-06-05 | Asset_Metadata | Component | Indoor Air Quality Sensor L10-001 | Environmental Monitoring |  | JSON/COBie/IFC | IfcSensor | 10a31c7f-a8fa-4d3d-b93f-210aafa11166 | assets[].cobie_mapping.system_name | 07_IFC_Metadata_EAV | 10a31c7f-a8fa-4d3d-b93f-210aafa11166
cobie_mapping.space_name | DTP_Template | 2026-06-05 | Asset_Metadata | Component | Indoor Air Quality Sensor L10-001 | SP-L10-OFFICE-A |  | JSON/COBie/IFC | IfcSensor | 10a31c7f-a8fa-4d3d-b93f-210aafa11166 | assets[].cobie_mapping.space_name | 07_IFC_Metadata_EAV | 10a31c7f-a8fa-4d3d-b93f-210aafa11166
manufacturer_data.manufacturer | DTP_Template | 2026-06-05 | LOI_Manufacturer | Component | Indoor Air Quality Sensor L10-001 | Generic Manufacturer |  | JSON/COBie/IFC | IfcSensor | 10a31c7f-a8fa-4d3d-b93f-210aafa11166 | assets[].manufacturer_data.manufacturer | 07_IFC_Metadata_EAV | 10a31c7f-a8fa-4d3d-b93f-210aafa11166
manufacturer_data.model | DTP_Template | 2026-06-05 | LOI_Manufacturer | Component | Indoor Air Quality Sensor L10-001 | Model-Placeholder |  | JSON/COBie/IFC | IfcSensor | 10a31c7f-a8fa-4d3d-b93f-210aafa11166 | assets[].manufacturer_data.model | 07_IFC_Metadata_EAV | 10a31c7f-a8fa-4d3d-b93f-210aafa11166
manufacturer_data.serial_number | DTP_Template | 2026-06-05 | LOI_Manufacturer | Component | Indoor Air Quality Sensor L10-001 | SN-IAQ-L10-001 |  | JSON/COBie/IFC | IfcSensor | 10a31c7f-a8fa-4d3d-b93f-210aafa11166 | assets[].manufacturer_data.serial_number | 07_IFC_Metadata_EAV | 10a31c7f-a8fa-4d3d-b93f-210aafa11166
manufacturer_data.installation_date | DTP_Template | 2026-06-05 | LOI_Manufacturer | Component | Indoor Air Quality Sensor L10-001 | 2026-05-15 |  | JSON/COBie/IFC | IfcSensor | 10a31c7f-a8fa-4d3d-b93f-210aafa11166 | assets[].manufacturer_data.installation_date | 07_IFC_Metadata_EAV | 10a31c7f-a8fa-4d3d-b93f-210aafa11166
manufacturer_data.warranty_start_date | DTP_Template | 2026-06-05 | LOI_Manufacturer | Component | Indoor Air Quality Sensor L10-001 | 2026-06-01 |  | JSON/COBie/IFC | IfcSensor | 10a31c7f-a8fa-4d3d-b93f-210aafa11166 | assets[].manufacturer_data.warranty_start_date | 07_IFC_Metadata_EAV | 10a31c7f-a8fa-4d3d-b93f-210aafa11166
manufacturer_data.warranty_end_date | DTP_Template | 2026-06-05 | LOI_Manufacturer | Component | Indoor Air Quality Sensor L10-001 | 2028-06-01 |  | JSON/COBie/IFC | IfcSensor | 10a31c7f-a8fa-4d3d-b93f-210aafa11166 | assets[].manufacturer_data.warranty_end_date | 07_IFC_Metadata_EAV | 10a31c7f-a8fa-4d3d-b93f-210aafa11166
operation_data.maintainable | DTP_Template | 2026-06-05 | LOI_Operation_Maintenance | Component | Indoor Air Quality Sensor L10-001 | TRUE |  | JSON/COBie/IFC | IfcSensor | 10a31c7f-a8fa-4d3d-b93f-210aafa11166 | assets[].operation_data.maintainable | 07_IFC_Metadata_EAV | 10a31c7f-a8fa-4d3d-b93f-210aafa11166
operation_data.criticality | DTP_Template | 2026-06-05 | LOI_Operation_Maintenance | Component | Indoor Air Quality Sensor L10-001 | Medium |  | JSON/COBie/IFC | IfcSensor | 10a31c7f-a8fa-4d3d-b93f-210aafa11166 | assets[].operation_data.criticality | 07_IFC_Metadata_EAV | 10a31c7f-a8fa-4d3d-b93f-210aafa11166
operation_data.expected_life_years | DTP_Template | 2026-06-05 | LOI_Operation_Maintenance | Component | Indoor Air Quality Sensor L10-001 | 15 |  | JSON/COBie/IFC | IfcSensor | 10a31c7f-a8fa-4d3d-b93f-210aafa11166 | assets[].operation_data.expected_life_years | 07_IFC_Metadata_EAV | 10a31c7f-a8fa-4d3d-b93f-210aafa11166
operation_data.maintenance_strategy | DTP_Template | 2026-06-05 | LOI_Operation_Maintenance | Component | Indoor Air Quality Sensor L10-001 | preventive_and_condition_based |  | JSON/COBie/IFC | IfcSensor | 10a31c7f-a8fa-4d3d-b93f-210aafa11166 | assets[].operation_data.maintenance_strategy | 07_IFC_Metadata_EAV | 10a31c7f-a8fa-4d3d-b93f-210aafa11166
operation_data.cmms_asset_id | DTP_Template | 2026-06-05 | LOI_Operation_Maintenance | Component | Indoor Air Quality Sensor L10-001 | CMMS-IAQ-L10-001 |  | JSON/COBie/IFC | IfcSensor | 10a31c7f-a8fa-4d3d-b93f-210aafa11166 | assets[].operation_data.cmms_asset_id | 07_IFC_Metadata_EAV | 10a31c7f-a8fa-4d3d-b93f-210aafa11166
operation_data.spare_part_group | DTP_Template | 2026-06-05 | LOI_Operation_Maintenance | Component | Indoor Air Quality Sensor L10-001 | SPARE-IAQ-SENSOR |  | JSON/COBie/IFC | IfcSensor | 10a31c7f-a8fa-4d3d-b93f-210aafa11166 | assets[].operation_data.spare_part_group | 07_IFC_Metadata_EAV | 10a31c7f-a8fa-4d3d-b93f-210aafa11166
operation_data.manual_url | DTP_Template | 2026-06-05 | LOI_Operation_Maintenance | Component | Indoor Air Quality Sensor L10-001 | https://example.com/om_manuals/IAQ-L10-001.pdf |  | JSON/COBie/IFC | IfcSensor | 10a31c7f-a8fa-4d3d-b93f-210aafa11166 | assets[].operation_data.manual_url | 07_IFC_Metadata_EAV | 10a31c7f-a8fa-4d3d-b93f-210aafa11166
digital_twin.dt_entity_type | DTP_Template | 2026-06-05 | DTP_Metadata | Component | Indoor Air Quality Sensor L10-001 | asset |  | JSON/COBie/IFC | IfcSensor | 10a31c7f-a8fa-4d3d-b93f-210aafa11166 | assets[].digital_twin.dt_entity_type | 07_IFC_Metadata_EAV | 10a31c7f-a8fa-4d3d-b93f-210aafa11166
digital_twin.state_source | DTP_Template | 2026-06-05 | DTP_Metadata | Component | Indoor Air Quality Sensor L10-001 | BMS/IoT/CMMS |  | JSON/COBie/IFC | IfcSensor | 10a31c7f-a8fa-4d3d-b93f-210aafa11166 | assets[].digital_twin.state_source | 07_IFC_Metadata_EAV | 10a31c7f-a8fa-4d3d-b93f-210aafa11166
digital_twin.realtime_enabled | DTP_Template | 2026-06-05 | DTP_Metadata | Component | Indoor Air Quality Sensor L10-001 | TRUE |  | JSON/COBie/IFC | IfcSensor | 10a31c7f-a8fa-4d3d-b93f-210aafa11166 | assets[].digital_twin.realtime_enabled | 07_IFC_Metadata_EAV | 10a31c7f-a8fa-4d3d-b93f-210aafa11166
digital_twin.history_enabled | DTP_Template | 2026-06-05 | DTP_Metadata | Component | Indoor Air Quality Sensor L10-001 | TRUE |  | JSON/COBie/IFC | IfcSensor | 10a31c7f-a8fa-4d3d-b93f-210aafa11166 | assets[].digital_twin.history_enabled | 07_IFC_Metadata_EAV | 10a31c7f-a8fa-4d3d-b93f-210aafa11166
digital_twin.visual_selectable | DTP_Template | 2026-06-05 | DTP_Metadata | Component | Indoor Air Quality Sensor L10-001 | TRUE |  | JSON/COBie/IFC | IfcSensor | 10a31c7f-a8fa-4d3d-b93f-210aafa11166 | assets[].digital_twin.visual_selectable | 07_IFC_Metadata_EAV | 10a31c7f-a8fa-4d3d-b93f-210aafa11166
digital_twin.visual_highlight_layer | DTP_Template | 2026-06-05 | DTP_Metadata | Component | Indoor Air Quality Sensor L10-001 | LAYER-ASSET-ENVIRONMENTAL-MONITORING |  | JSON/COBie/IFC | IfcSensor | 10a31c7f-a8fa-4d3d-b93f-210aafa11166 | assets[].digital_twin.visual_highlight_layer | 07_IFC_Metadata_EAV | 10a31c7f-a8fa-4d3d-b93f-210aafa11166
tags[0] | DTP_Template | 2026-06-05 | Asset_Metadata | Component | Indoor Air Quality Sensor L10-001 | environmental_monitoring |  | JSON/COBie/IFC | IfcSensor | 10a31c7f-a8fa-4d3d-b93f-210aafa11166 | assets[].tags[0] | 07_IFC_Metadata_EAV | 10a31c7f-a8fa-4d3d-b93f-210aafa11166
tags[1] | DTP_Template | 2026-06-05 | Asset_Metadata | Component | Indoor Air Quality Sensor L10-001 | iaq_sensor |  | JSON/COBie/IFC | IfcSensor | 10a31c7f-a8fa-4d3d-b93f-210aafa11166 | assets[].tags[1] | 07_IFC_Metadata_EAV | 10a31c7f-a8fa-4d3d-b93f-210aafa11166
tags[2] | DTP_Template | 2026-06-05 | Asset_Metadata | Component | Indoor Air Quality Sensor L10-001 | iaqsensor |  | JSON/COBie/IFC | IfcSensor | 10a31c7f-a8fa-4d3d-b93f-210aafa11166 | assets[].tags[2] | 07_IFC_Metadata_EAV | 10a31c7f-a8fa-4d3d-b93f-210aafa11166
asset_id | DTP_Template | 2026-06-05 | Asset_Metadata | Component | Occupancy Sensor L10-001 | OCC-L10-001 |  | JSON/COBie/IFC | IfcSensor | f7bd85c8-4960-4640-a68d-30bda1c11a9e | assets[].asset_id | 07_IFC_Metadata_EAV | f7bd85c8-4960-4640-a68d-30bda1c11a9e
asset_name | DTP_Template | 2026-06-05 | Asset_Metadata | Component | Occupancy Sensor L10-001 | Occupancy Sensor L10-001 |  | JSON/COBie/IFC | IfcSensor | f7bd85c8-4960-4640-a68d-30bda1c11a9e | assets[].asset_name | 07_IFC_Metadata_EAV | f7bd85c8-4960-4640-a68d-30bda1c11a9e
asset_status | DTP_Template | 2026-06-05 | Asset_Metadata | Component | Occupancy Sensor L10-001 | in_service |  | JSON/COBie/IFC | IfcSensor | f7bd85c8-4960-4640-a68d-30bda1c11a9e | assets[].asset_status | 07_IFC_Metadata_EAV | f7bd85c8-4960-4640-a68d-30bda1c11a9e
system | DTP_Template | 2026-06-05 | Asset_Metadata | Component | Occupancy Sensor L10-001 | Occupancy |  | JSON/COBie/IFC | IfcSensor | f7bd85c8-4960-4640-a68d-30bda1c11a9e | assets[].system | 07_IFC_Metadata_EAV | f7bd85c8-4960-4640-a68d-30bda1c11a9e
discipline | DTP_Template | 2026-06-05 | Asset_Metadata | Component | Occupancy Sensor L10-001 | MEP |  | JSON/COBie/IFC | IfcSensor | f7bd85c8-4960-4640-a68d-30bda1c11a9e | assets[].discipline | 07_IFC_Metadata_EAV | f7bd85c8-4960-4640-a68d-30bda1c11a9e
category | DTP_Template | 2026-06-05 | Asset_Metadata | Component | Occupancy Sensor L10-001 | Occupancy Sensor |  | JSON/COBie/IFC | IfcSensor | f7bd85c8-4960-4640-a68d-30bda1c11a9e | assets[].category | 07_IFC_Metadata_EAV | f7bd85c8-4960-4640-a68d-30bda1c11a9e
asset_type | DTP_Template | 2026-06-05 | Asset_Metadata | Component | Occupancy Sensor L10-001 | OccupancySensor |  | JSON/COBie/IFC | IfcSensor | f7bd85c8-4960-4640-a68d-30bda1c11a9e | assets[].asset_type | 07_IFC_Metadata_EAV | f7bd85c8-4960-4640-a68d-30bda1c11a9e
classification.uniclass_code | DTP_Template | 2026-06-05 | LOI_Classification | Component | Occupancy Sensor L10-001 | placeholder |  | JSON/COBie/IFC | IfcSensor | f7bd85c8-4960-4640-a68d-30bda1c11a9e | assets[].classification.uniclass_code | 07_IFC_Metadata_EAV | f7bd85c8-4960-4640-a68d-30bda1c11a9e
classification.omniclass_code | DTP_Template | 2026-06-05 | LOI_Classification | Component | Occupancy Sensor L10-001 | placeholder |  | JSON/COBie/IFC | IfcSensor | f7bd85c8-4960-4640-a68d-30bda1c11a9e | assets[].classification.omniclass_code | 07_IFC_Metadata_EAV | f7bd85c8-4960-4640-a68d-30bda1c11a9e
classification.local_classification | DTP_Template | 2026-06-05 | LOI_Classification | Component | Occupancy Sensor L10-001 | Occupancy/Occupancy Sensor/OccupancySensor |  | JSON/COBie/IFC | IfcSensor | f7bd85c8-4960-4640-a68d-30bda1c11a9e | assets[].classification.local_classification | 07_IFC_Metadata_EAV | f7bd85c8-4960-4640-a68d-30bda1c11a9e
location.facility_id | DTP_Template | 2026-06-05 | LOI_Location | Component | Occupancy Sensor L10-001 | FAC-OFFICE-TOWER-A |  | JSON/COBie/IFC | IfcSensor | f7bd85c8-4960-4640-a68d-30bda1c11a9e | assets[].location.facility_id | 07_IFC_Metadata_EAV | f7bd85c8-4960-4640-a68d-30bda1c11a9e
location.floor_id | DTP_Template | 2026-06-05 | LOI_Location | Component | Occupancy Sensor L10-001 | FL-L10 |  | JSON/COBie/IFC | IfcSensor | f7bd85c8-4960-4640-a68d-30bda1c11a9e | assets[].location.floor_id | 07_IFC_Metadata_EAV | f7bd85c8-4960-4640-a68d-30bda1c11a9e
location.space_id | DTP_Template | 2026-06-05 | LOI_Location | Component | Occupancy Sensor L10-001 | SP-L10-OFFICE-A |  | JSON/COBie/IFC | IfcSensor | f7bd85c8-4960-4640-a68d-30bda1c11a9e | assets[].location.space_id | 07_IFC_Metadata_EAV | f7bd85c8-4960-4640-a68d-30bda1c11a9e
location.zone_id | DTP_Template | 2026-06-05 | LOI_Location | Component | Occupancy Sensor L10-001 | ZONE-OFFICE-L10 |  | JSON/COBie/IFC | IfcSensor | f7bd85c8-4960-4640-a68d-30bda1c11a9e | assets[].location.zone_id | 07_IFC_Metadata_EAV | f7bd85c8-4960-4640-a68d-30bda1c11a9e
bim_mapping.ifc_guid | DTP_Template | 2026-06-05 | IFC_Core | Component | Occupancy Sensor L10-001 | f7bd85c8-4960-4640-a68d-30bda1c11a9e |  | JSON/COBie/IFC | IfcSensor | f7bd85c8-4960-4640-a68d-30bda1c11a9e | assets[].bim_mapping.ifc_guid | 07_IFC_Metadata_EAV | f7bd85c8-4960-4640-a68d-30bda1c11a9e
bim_mapping.ifc_entity | DTP_Template | 2026-06-05 | IFC_Core | Component | Occupancy Sensor L10-001 | IfcSensor |  | JSON/COBie/IFC | IfcSensor | f7bd85c8-4960-4640-a68d-30bda1c11a9e | assets[].bim_mapping.ifc_entity | 07_IFC_Metadata_EAV | f7bd85c8-4960-4640-a68d-30bda1c11a9e
bim_mapping.ifc_name | DTP_Template | 2026-06-05 | IFC_Core | Component | Occupancy Sensor L10-001 | Occupancy Sensor L10-001 |  | JSON/COBie/IFC | IfcSensor | f7bd85c8-4960-4640-a68d-30bda1c11a9e | assets[].bim_mapping.ifc_name | 07_IFC_Metadata_EAV | f7bd85c8-4960-4640-a68d-30bda1c11a9e
bim_mapping.source_model_id | DTP_Template | 2026-06-05 | IFC_Core | Component | Occupancy Sensor L10-001 | IFC-MEP-001 |  | JSON/COBie/IFC | IfcSensor | f7bd85c8-4960-4640-a68d-30bda1c11a9e | assets[].bim_mapping.source_model_id | 07_IFC_Metadata_EAV | f7bd85c8-4960-4640-a68d-30bda1c11a9e
bim_mapping.global_id_locked | DTP_Template | 2026-06-05 | IFC_Core | Component | Occupancy Sensor L10-001 | TRUE |  | JSON/COBie/IFC | IfcSensor | f7bd85c8-4960-4640-a68d-30bda1c11a9e | assets[].bim_mapping.global_id_locked | 07_IFC_Metadata_EAV | f7bd85c8-4960-4640-a68d-30bda1c11a9e
cobie_mapping.component_name | DTP_Template | 2026-06-05 | Asset_Metadata | Component | Occupancy Sensor L10-001 | OCC-L10-001 |  | JSON/COBie/IFC | IfcSensor | f7bd85c8-4960-4640-a68d-30bda1c11a9e | assets[].cobie_mapping.component_name | 07_IFC_Metadata_EAV | f7bd85c8-4960-4640-a68d-30bda1c11a9e
cobie_mapping.type_name | DTP_Template | 2026-06-05 | Asset_Metadata | Component | Occupancy Sensor L10-001 | OccupancySensor |  | JSON/COBie/IFC | IfcSensor | f7bd85c8-4960-4640-a68d-30bda1c11a9e | assets[].cobie_mapping.type_name | 07_IFC_Metadata_EAV | f7bd85c8-4960-4640-a68d-30bda1c11a9e
cobie_mapping.system_name | DTP_Template | 2026-06-05 | Asset_Metadata | Component | Occupancy Sensor L10-001 | Occupancy |  | JSON/COBie/IFC | IfcSensor | f7bd85c8-4960-4640-a68d-30bda1c11a9e | assets[].cobie_mapping.system_name | 07_IFC_Metadata_EAV | f7bd85c8-4960-4640-a68d-30bda1c11a9e
cobie_mapping.space_name | DTP_Template | 2026-06-05 | Asset_Metadata | Component | Occupancy Sensor L10-001 | SP-L10-OFFICE-A |  | JSON/COBie/IFC | IfcSensor | f7bd85c8-4960-4640-a68d-30bda1c11a9e | assets[].cobie_mapping.space_name | 07_IFC_Metadata_EAV | f7bd85c8-4960-4640-a68d-30bda1c11a9e
manufacturer_data.manufacturer | DTP_Template | 2026-06-05 | LOI_Manufacturer | Component | Occupancy Sensor L10-001 | Generic Manufacturer |  | JSON/COBie/IFC | IfcSensor | f7bd85c8-4960-4640-a68d-30bda1c11a9e | assets[].manufacturer_data.manufacturer | 07_IFC_Metadata_EAV | f7bd85c8-4960-4640-a68d-30bda1c11a9e
manufacturer_data.model | DTP_Template | 2026-06-05 | LOI_Manufacturer | Component | Occupancy Sensor L10-001 | Model-Placeholder |  | JSON/COBie/IFC | IfcSensor | f7bd85c8-4960-4640-a68d-30bda1c11a9e | assets[].manufacturer_data.model | 07_IFC_Metadata_EAV | f7bd85c8-4960-4640-a68d-30bda1c11a9e
manufacturer_data.serial_number | DTP_Template | 2026-06-05 | LOI_Manufacturer | Component | Occupancy Sensor L10-001 | SN-OCC-L10-001 |  | JSON/COBie/IFC | IfcSensor | f7bd85c8-4960-4640-a68d-30bda1c11a9e | assets[].manufacturer_data.serial_number | 07_IFC_Metadata_EAV | f7bd85c8-4960-4640-a68d-30bda1c11a9e
manufacturer_data.installation_date | DTP_Template | 2026-06-05 | LOI_Manufacturer | Component | Occupancy Sensor L10-001 | 2026-05-15 |  | JSON/COBie/IFC | IfcSensor | f7bd85c8-4960-4640-a68d-30bda1c11a9e | assets[].manufacturer_data.installation_date | 07_IFC_Metadata_EAV | f7bd85c8-4960-4640-a68d-30bda1c11a9e
manufacturer_data.warranty_start_date | DTP_Template | 2026-06-05 | LOI_Manufacturer | Component | Occupancy Sensor L10-001 | 2026-06-01 |  | JSON/COBie/IFC | IfcSensor | f7bd85c8-4960-4640-a68d-30bda1c11a9e | assets[].manufacturer_data.warranty_start_date | 07_IFC_Metadata_EAV | f7bd85c8-4960-4640-a68d-30bda1c11a9e
manufacturer_data.warranty_end_date | DTP_Template | 2026-06-05 | LOI_Manufacturer | Component | Occupancy Sensor L10-001 | 2028-06-01 |  | JSON/COBie/IFC | IfcSensor | f7bd85c8-4960-4640-a68d-30bda1c11a9e | assets[].manufacturer_data.warranty_end_date | 07_IFC_Metadata_EAV | f7bd85c8-4960-4640-a68d-30bda1c11a9e
operation_data.maintainable | DTP_Template | 2026-06-05 | LOI_Operation_Maintenance | Component | Occupancy Sensor L10-001 | TRUE |  | JSON/COBie/IFC | IfcSensor | f7bd85c8-4960-4640-a68d-30bda1c11a9e | assets[].operation_data.maintainable | 07_IFC_Metadata_EAV | f7bd85c8-4960-4640-a68d-30bda1c11a9e
operation_data.criticality | DTP_Template | 2026-06-05 | LOI_Operation_Maintenance | Component | Occupancy Sensor L10-001 | Medium |  | JSON/COBie/IFC | IfcSensor | f7bd85c8-4960-4640-a68d-30bda1c11a9e | assets[].operation_data.criticality | 07_IFC_Metadata_EAV | f7bd85c8-4960-4640-a68d-30bda1c11a9e
operation_data.expected_life_years | DTP_Template | 2026-06-05 | LOI_Operation_Maintenance | Component | Occupancy Sensor L10-001 | 15 |  | JSON/COBie/IFC | IfcSensor | f7bd85c8-4960-4640-a68d-30bda1c11a9e | assets[].operation_data.expected_life_years | 07_IFC_Metadata_EAV | f7bd85c8-4960-4640-a68d-30bda1c11a9e
operation_data.maintenance_strategy | DTP_Template | 2026-06-05 | LOI_Operation_Maintenance | Component | Occupancy Sensor L10-001 | preventive_and_condition_based |  | JSON/COBie/IFC | IfcSensor | f7bd85c8-4960-4640-a68d-30bda1c11a9e | assets[].operation_data.maintenance_strategy | 07_IFC_Metadata_EAV | f7bd85c8-4960-4640-a68d-30bda1c11a9e
operation_data.cmms_asset_id | DTP_Template | 2026-06-05 | LOI_Operation_Maintenance | Component | Occupancy Sensor L10-001 | CMMS-OCC-L10-001 |  | JSON/COBie/IFC | IfcSensor | f7bd85c8-4960-4640-a68d-30bda1c11a9e | assets[].operation_data.cmms_asset_id | 07_IFC_Metadata_EAV | f7bd85c8-4960-4640-a68d-30bda1c11a9e
operation_data.spare_part_group | DTP_Template | 2026-06-05 | LOI_Operation_Maintenance | Component | Occupancy Sensor L10-001 | SPARE-OCCUPANCY-SENSOR |  | JSON/COBie/IFC | IfcSensor | f7bd85c8-4960-4640-a68d-30bda1c11a9e | assets[].operation_data.spare_part_group | 07_IFC_Metadata_EAV | f7bd85c8-4960-4640-a68d-30bda1c11a9e
operation_data.manual_url | DTP_Template | 2026-06-05 | LOI_Operation_Maintenance | Component | Occupancy Sensor L10-001 | https://example.com/om_manuals/OCC-L10-001.pdf |  | JSON/COBie/IFC | IfcSensor | f7bd85c8-4960-4640-a68d-30bda1c11a9e | assets[].operation_data.manual_url | 07_IFC_Metadata_EAV | f7bd85c8-4960-4640-a68d-30bda1c11a9e
digital_twin.dt_entity_type | DTP_Template | 2026-06-05 | DTP_Metadata | Component | Occupancy Sensor L10-001 | asset |  | JSON/COBie/IFC | IfcSensor | f7bd85c8-4960-4640-a68d-30bda1c11a9e | assets[].digital_twin.dt_entity_type | 07_IFC_Metadata_EAV | f7bd85c8-4960-4640-a68d-30bda1c11a9e
digital_twin.state_source | DTP_Template | 2026-06-05 | DTP_Metadata | Component | Occupancy Sensor L10-001 | BMS/IoT/CMMS |  | JSON/COBie/IFC | IfcSensor | f7bd85c8-4960-4640-a68d-30bda1c11a9e | assets[].digital_twin.state_source | 07_IFC_Metadata_EAV | f7bd85c8-4960-4640-a68d-30bda1c11a9e
digital_twin.realtime_enabled | DTP_Template | 2026-06-05 | DTP_Metadata | Component | Occupancy Sensor L10-001 | TRUE |  | JSON/COBie/IFC | IfcSensor | f7bd85c8-4960-4640-a68d-30bda1c11a9e | assets[].digital_twin.realtime_enabled | 07_IFC_Metadata_EAV | f7bd85c8-4960-4640-a68d-30bda1c11a9e
digital_twin.history_enabled | DTP_Template | 2026-06-05 | DTP_Metadata | Component | Occupancy Sensor L10-001 | TRUE |  | JSON/COBie/IFC | IfcSensor | f7bd85c8-4960-4640-a68d-30bda1c11a9e | assets[].digital_twin.history_enabled | 07_IFC_Metadata_EAV | f7bd85c8-4960-4640-a68d-30bda1c11a9e
digital_twin.visual_selectable | DTP_Template | 2026-06-05 | DTP_Metadata | Component | Occupancy Sensor L10-001 | TRUE |  | JSON/COBie/IFC | IfcSensor | f7bd85c8-4960-4640-a68d-30bda1c11a9e | assets[].digital_twin.visual_selectable | 07_IFC_Metadata_EAV | f7bd85c8-4960-4640-a68d-30bda1c11a9e
digital_twin.visual_highlight_layer | DTP_Template | 2026-06-05 | DTP_Metadata | Component | Occupancy Sensor L10-001 | LAYER-ASSET-OCCUPANCY |  | JSON/COBie/IFC | IfcSensor | f7bd85c8-4960-4640-a68d-30bda1c11a9e | assets[].digital_twin.visual_highlight_layer | 07_IFC_Metadata_EAV | f7bd85c8-4960-4640-a68d-30bda1c11a9e
tags[0] | DTP_Template | 2026-06-05 | Asset_Metadata | Component | Occupancy Sensor L10-001 | occupancy |  | JSON/COBie/IFC | IfcSensor | f7bd85c8-4960-4640-a68d-30bda1c11a9e | assets[].tags[0] | 07_IFC_Metadata_EAV | f7bd85c8-4960-4640-a68d-30bda1c11a9e
tags[1] | DTP_Template | 2026-06-05 | Asset_Metadata | Component | Occupancy Sensor L10-001 | occupancy_sensor |  | JSON/COBie/IFC | IfcSensor | f7bd85c8-4960-4640-a68d-30bda1c11a9e | assets[].tags[1] | 07_IFC_Metadata_EAV | f7bd85c8-4960-4640-a68d-30bda1c11a9e
tags[2] | DTP_Template | 2026-06-05 | Asset_Metadata | Component | Occupancy Sensor L10-001 | occupancysensor |  | JSON/COBie/IFC | IfcSensor | f7bd85c8-4960-4640-a68d-30bda1c11a9e | assets[].tags[2] | 07_IFC_Metadata_EAV | f7bd85c8-4960-4640-a68d-30bda1c11a9e
asset_id | DTP_Template | 2026-06-05 | Asset_Metadata | Component | Indoor Air Quality Sensor L20-001 | IAQ-L20-001 |  | JSON/COBie/IFC | IfcSensor | 239beade-c540-4a1e-b775-b91c68d2e878 | assets[].asset_id | 07_IFC_Metadata_EAV | 239beade-c540-4a1e-b775-b91c68d2e878
asset_name | DTP_Template | 2026-06-05 | Asset_Metadata | Component | Indoor Air Quality Sensor L20-001 | Indoor Air Quality Sensor L20-001 |  | JSON/COBie/IFC | IfcSensor | 239beade-c540-4a1e-b775-b91c68d2e878 | assets[].asset_name | 07_IFC_Metadata_EAV | 239beade-c540-4a1e-b775-b91c68d2e878
asset_status | DTP_Template | 2026-06-05 | Asset_Metadata | Component | Indoor Air Quality Sensor L20-001 | in_service |  | JSON/COBie/IFC | IfcSensor | 239beade-c540-4a1e-b775-b91c68d2e878 | assets[].asset_status | 07_IFC_Metadata_EAV | 239beade-c540-4a1e-b775-b91c68d2e878
system | DTP_Template | 2026-06-05 | Asset_Metadata | Component | Indoor Air Quality Sensor L20-001 | Environmental Monitoring |  | JSON/COBie/IFC | IfcSensor | 239beade-c540-4a1e-b775-b91c68d2e878 | assets[].system | 07_IFC_Metadata_EAV | 239beade-c540-4a1e-b775-b91c68d2e878
discipline | DTP_Template | 2026-06-05 | Asset_Metadata | Component | Indoor Air Quality Sensor L20-001 | MEP |  | JSON/COBie/IFC | IfcSensor | 239beade-c540-4a1e-b775-b91c68d2e878 | assets[].discipline | 07_IFC_Metadata_EAV | 239beade-c540-4a1e-b775-b91c68d2e878
category | DTP_Template | 2026-06-05 | Asset_Metadata | Component | Indoor Air Quality Sensor L20-001 | IAQ Sensor |  | JSON/COBie/IFC | IfcSensor | 239beade-c540-4a1e-b775-b91c68d2e878 | assets[].category | 07_IFC_Metadata_EAV | 239beade-c540-4a1e-b775-b91c68d2e878
asset_type | DTP_Template | 2026-06-05 | Asset_Metadata | Component | Indoor Air Quality Sensor L20-001 | IAQSensor |  | JSON/COBie/IFC | IfcSensor | 239beade-c540-4a1e-b775-b91c68d2e878 | assets[].asset_type | 07_IFC_Metadata_EAV | 239beade-c540-4a1e-b775-b91c68d2e878
classification.uniclass_code | DTP_Template | 2026-06-05 | LOI_Classification | Component | Indoor Air Quality Sensor L20-001 | placeholder |  | JSON/COBie/IFC | IfcSensor | 239beade-c540-4a1e-b775-b91c68d2e878 | assets[].classification.uniclass_code | 07_IFC_Metadata_EAV | 239beade-c540-4a1e-b775-b91c68d2e878
classification.omniclass_code | DTP_Template | 2026-06-05 | LOI_Classification | Component | Indoor Air Quality Sensor L20-001 | placeholder |  | JSON/COBie/IFC | IfcSensor | 239beade-c540-4a1e-b775-b91c68d2e878 | assets[].classification.omniclass_code | 07_IFC_Metadata_EAV | 239beade-c540-4a1e-b775-b91c68d2e878
classification.local_classification | DTP_Template | 2026-06-05 | LOI_Classification | Component | Indoor Air Quality Sensor L20-001 | Environmental Monitoring/IAQ Sensor/IAQSensor |  | JSON/COBie/IFC | IfcSensor | 239beade-c540-4a1e-b775-b91c68d2e878 | assets[].classification.local_classification | 07_IFC_Metadata_EAV | 239beade-c540-4a1e-b775-b91c68d2e878
location.facility_id | DTP_Template | 2026-06-05 | LOI_Location | Component | Indoor Air Quality Sensor L20-001 | FAC-OFFICE-TOWER-A |  | JSON/COBie/IFC | IfcSensor | 239beade-c540-4a1e-b775-b91c68d2e878 | assets[].location.facility_id | 07_IFC_Metadata_EAV | 239beade-c540-4a1e-b775-b91c68d2e878
location.floor_id | DTP_Template | 2026-06-05 | LOI_Location | Component | Indoor Air Quality Sensor L20-001 | FL-L20 |  | JSON/COBie/IFC | IfcSensor | 239beade-c540-4a1e-b775-b91c68d2e878 | assets[].location.floor_id | 07_IFC_Metadata_EAV | 239beade-c540-4a1e-b775-b91c68d2e878
location.space_id | DTP_Template | 2026-06-05 | LOI_Location | Component | Indoor Air Quality Sensor L20-001 | SP-L20-OFFICE-A |  | JSON/COBie/IFC | IfcSensor | 239beade-c540-4a1e-b775-b91c68d2e878 | assets[].location.space_id | 07_IFC_Metadata_EAV | 239beade-c540-4a1e-b775-b91c68d2e878
location.zone_id | DTP_Template | 2026-06-05 | LOI_Location | Component | Indoor Air Quality Sensor L20-001 | ZONE-OFFICE-L20 |  | JSON/COBie/IFC | IfcSensor | 239beade-c540-4a1e-b775-b91c68d2e878 | assets[].location.zone_id | 07_IFC_Metadata_EAV | 239beade-c540-4a1e-b775-b91c68d2e878
bim_mapping.ifc_guid | DTP_Template | 2026-06-05 | IFC_Core | Component | Indoor Air Quality Sensor L20-001 | 239beade-c540-4a1e-b775-b91c68d2e878 |  | JSON/COBie/IFC | IfcSensor | 239beade-c540-4a1e-b775-b91c68d2e878 | assets[].bim_mapping.ifc_guid | 07_IFC_Metadata_EAV | 239beade-c540-4a1e-b775-b91c68d2e878
bim_mapping.ifc_entity | DTP_Template | 2026-06-05 | IFC_Core | Component | Indoor Air Quality Sensor L20-001 | IfcSensor |  | JSON/COBie/IFC | IfcSensor | 239beade-c540-4a1e-b775-b91c68d2e878 | assets[].bim_mapping.ifc_entity | 07_IFC_Metadata_EAV | 239beade-c540-4a1e-b775-b91c68d2e878
bim_mapping.ifc_name | DTP_Template | 2026-06-05 | IFC_Core | Component | Indoor Air Quality Sensor L20-001 | Indoor Air Quality Sensor L20-001 |  | JSON/COBie/IFC | IfcSensor | 239beade-c540-4a1e-b775-b91c68d2e878 | assets[].bim_mapping.ifc_name | 07_IFC_Metadata_EAV | 239beade-c540-4a1e-b775-b91c68d2e878
bim_mapping.source_model_id | DTP_Template | 2026-06-05 | IFC_Core | Component | Indoor Air Quality Sensor L20-001 | IFC-MEP-001 |  | JSON/COBie/IFC | IfcSensor | 239beade-c540-4a1e-b775-b91c68d2e878 | assets[].bim_mapping.source_model_id | 07_IFC_Metadata_EAV | 239beade-c540-4a1e-b775-b91c68d2e878
bim_mapping.global_id_locked | DTP_Template | 2026-06-05 | IFC_Core | Component | Indoor Air Quality Sensor L20-001 | TRUE |  | JSON/COBie/IFC | IfcSensor | 239beade-c540-4a1e-b775-b91c68d2e878 | assets[].bim_mapping.global_id_locked | 07_IFC_Metadata_EAV | 239beade-c540-4a1e-b775-b91c68d2e878
cobie_mapping.component_name | DTP_Template | 2026-06-05 | Asset_Metadata | Component | Indoor Air Quality Sensor L20-001 | IAQ-L20-001 |  | JSON/COBie/IFC | IfcSensor | 239beade-c540-4a1e-b775-b91c68d2e878 | assets[].cobie_mapping.component_name | 07_IFC_Metadata_EAV | 239beade-c540-4a1e-b775-b91c68d2e878
cobie_mapping.type_name | DTP_Template | 2026-06-05 | Asset_Metadata | Component | Indoor Air Quality Sensor L20-001 | IAQSensor |  | JSON/COBie/IFC | IfcSensor | 239beade-c540-4a1e-b775-b91c68d2e878 | assets[].cobie_mapping.type_name | 07_IFC_Metadata_EAV | 239beade-c540-4a1e-b775-b91c68d2e878
cobie_mapping.system_name | DTP_Template | 2026-06-05 | Asset_Metadata | Component | Indoor Air Quality Sensor L20-001 | Environmental Monitoring |  | JSON/COBie/IFC | IfcSensor | 239beade-c540-4a1e-b775-b91c68d2e878 | assets[].cobie_mapping.system_name | 07_IFC_Metadata_EAV | 239beade-c540-4a1e-b775-b91c68d2e878
cobie_mapping.space_name | DTP_Template | 2026-06-05 | Asset_Metadata | Component | Indoor Air Quality Sensor L20-001 | SP-L20-OFFICE-A |  | JSON/COBie/IFC | IfcSensor | 239beade-c540-4a1e-b775-b91c68d2e878 | assets[].cobie_mapping.space_name | 07_IFC_Metadata_EAV | 239beade-c540-4a1e-b775-b91c68d2e878
manufacturer_data.manufacturer | DTP_Template | 2026-06-05 | LOI_Manufacturer | Component | Indoor Air Quality Sensor L20-001 | Generic Manufacturer |  | JSON/COBie/IFC | IfcSensor | 239beade-c540-4a1e-b775-b91c68d2e878 | assets[].manufacturer_data.manufacturer | 07_IFC_Metadata_EAV | 239beade-c540-4a1e-b775-b91c68d2e878
manufacturer_data.model | DTP_Template | 2026-06-05 | LOI_Manufacturer | Component | Indoor Air Quality Sensor L20-001 | Model-Placeholder |  | JSON/COBie/IFC | IfcSensor | 239beade-c540-4a1e-b775-b91c68d2e878 | assets[].manufacturer_data.model | 07_IFC_Metadata_EAV | 239beade-c540-4a1e-b775-b91c68d2e878
manufacturer_data.serial_number | DTP_Template | 2026-06-05 | LOI_Manufacturer | Component | Indoor Air Quality Sensor L20-001 | SN-IAQ-L20-001 |  | JSON/COBie/IFC | IfcSensor | 239beade-c540-4a1e-b775-b91c68d2e878 | assets[].manufacturer_data.serial_number | 07_IFC_Metadata_EAV | 239beade-c540-4a1e-b775-b91c68d2e878
manufacturer_data.installation_date | DTP_Template | 2026-06-05 | LOI_Manufacturer | Component | Indoor Air Quality Sensor L20-001 | 2026-05-15 |  | JSON/COBie/IFC | IfcSensor | 239beade-c540-4a1e-b775-b91c68d2e878 | assets[].manufacturer_data.installation_date | 07_IFC_Metadata_EAV | 239beade-c540-4a1e-b775-b91c68d2e878
manufacturer_data.warranty_start_date | DTP_Template | 2026-06-05 | LOI_Manufacturer | Component | Indoor Air Quality Sensor L20-001 | 2026-06-01 |  | JSON/COBie/IFC | IfcSensor | 239beade-c540-4a1e-b775-b91c68d2e878 | assets[].manufacturer_data.warranty_start_date | 07_IFC_Metadata_EAV | 239beade-c540-4a1e-b775-b91c68d2e878
manufacturer_data.warranty_end_date | DTP_Template | 2026-06-05 | LOI_Manufacturer | Component | Indoor Air Quality Sensor L20-001 | 2028-06-01 |  | JSON/COBie/IFC | IfcSensor | 239beade-c540-4a1e-b775-b91c68d2e878 | assets[].manufacturer_data.warranty_end_date | 07_IFC_Metadata_EAV | 239beade-c540-4a1e-b775-b91c68d2e878
operation_data.maintainable | DTP_Template | 2026-06-05 | LOI_Operation_Maintenance | Component | Indoor Air Quality Sensor L20-001 | TRUE |  | JSON/COBie/IFC | IfcSensor | 239beade-c540-4a1e-b775-b91c68d2e878 | assets[].operation_data.maintainable | 07_IFC_Metadata_EAV | 239beade-c540-4a1e-b775-b91c68d2e878
operation_data.criticality | DTP_Template | 2026-06-05 | LOI_Operation_Maintenance | Component | Indoor Air Quality Sensor L20-001 | Medium |  | JSON/COBie/IFC | IfcSensor | 239beade-c540-4a1e-b775-b91c68d2e878 | assets[].operation_data.criticality | 07_IFC_Metadata_EAV | 239beade-c540-4a1e-b775-b91c68d2e878
operation_data.expected_life_years | DTP_Template | 2026-06-05 | LOI_Operation_Maintenance | Component | Indoor Air Quality Sensor L20-001 | 15 |  | JSON/COBie/IFC | IfcSensor | 239beade-c540-4a1e-b775-b91c68d2e878 | assets[].operation_data.expected_life_years | 07_IFC_Metadata_EAV | 239beade-c540-4a1e-b775-b91c68d2e878
operation_data.maintenance_strategy | DTP_Template | 2026-06-05 | LOI_Operation_Maintenance | Component | Indoor Air Quality Sensor L20-001 | preventive_and_condition_based |  | JSON/COBie/IFC | IfcSensor | 239beade-c540-4a1e-b775-b91c68d2e878 | assets[].operation_data.maintenance_strategy | 07_IFC_Metadata_EAV | 239beade-c540-4a1e-b775-b91c68d2e878
operation_data.cmms_asset_id | DTP_Template | 2026-06-05 | LOI_Operation_Maintenance | Component | Indoor Air Quality Sensor L20-001 | CMMS-IAQ-L20-001 |  | JSON/COBie/IFC | IfcSensor | 239beade-c540-4a1e-b775-b91c68d2e878 | assets[].operation_data.cmms_asset_id | 07_IFC_Metadata_EAV | 239beade-c540-4a1e-b775-b91c68d2e878
operation_data.spare_part_group | DTP_Template | 2026-06-05 | LOI_Operation_Maintenance | Component | Indoor Air Quality Sensor L20-001 | SPARE-IAQ-SENSOR |  | JSON/COBie/IFC | IfcSensor | 239beade-c540-4a1e-b775-b91c68d2e878 | assets[].operation_data.spare_part_group | 07_IFC_Metadata_EAV | 239beade-c540-4a1e-b775-b91c68d2e878
operation_data.manual_url | DTP_Template | 2026-06-05 | LOI_Operation_Maintenance | Component | Indoor Air Quality Sensor L20-001 | https://example.com/om_manuals/IAQ-L20-001.pdf |  | JSON/COBie/IFC | IfcSensor | 239beade-c540-4a1e-b775-b91c68d2e878 | assets[].operation_data.manual_url | 07_IFC_Metadata_EAV | 239beade-c540-4a1e-b775-b91c68d2e878
digital_twin.dt_entity_type | DTP_Template | 2026-06-05 | DTP_Metadata | Component | Indoor Air Quality Sensor L20-001 | asset |  | JSON/COBie/IFC | IfcSensor | 239beade-c540-4a1e-b775-b91c68d2e878 | assets[].digital_twin.dt_entity_type | 07_IFC_Metadata_EAV | 239beade-c540-4a1e-b775-b91c68d2e878
digital_twin.state_source | DTP_Template | 2026-06-05 | DTP_Metadata | Component | Indoor Air Quality Sensor L20-001 | BMS/IoT/CMMS |  | JSON/COBie/IFC | IfcSensor | 239beade-c540-4a1e-b775-b91c68d2e878 | assets[].digital_twin.state_source | 07_IFC_Metadata_EAV | 239beade-c540-4a1e-b775-b91c68d2e878
digital_twin.realtime_enabled | DTP_Template | 2026-06-05 | DTP_Metadata | Component | Indoor Air Quality Sensor L20-001 | TRUE |  | JSON/COBie/IFC | IfcSensor | 239beade-c540-4a1e-b775-b91c68d2e878 | assets[].digital_twin.realtime_enabled | 07_IFC_Metadata_EAV | 239beade-c540-4a1e-b775-b91c68d2e878
digital_twin.history_enabled | DTP_Template | 2026-06-05 | DTP_Metadata | Component | Indoor Air Quality Sensor L20-001 | TRUE |  | JSON/COBie/IFC | IfcSensor | 239beade-c540-4a1e-b775-b91c68d2e878 | assets[].digital_twin.history_enabled | 07_IFC_Metadata_EAV | 239beade-c540-4a1e-b775-b91c68d2e878
digital_twin.visual_selectable | DTP_Template | 2026-06-05 | DTP_Metadata | Component | Indoor Air Quality Sensor L20-001 | TRUE |  | JSON/COBie/IFC | IfcSensor | 239beade-c540-4a1e-b775-b91c68d2e878 | assets[].digital_twin.visual_selectable | 07_IFC_Metadata_EAV | 239beade-c540-4a1e-b775-b91c68d2e878
digital_twin.visual_highlight_layer | DTP_Template | 2026-06-05 | DTP_Metadata | Component | Indoor Air Quality Sensor L20-001 | LAYER-ASSET-ENVIRONMENTAL-MONITORING |  | JSON/COBie/IFC | IfcSensor | 239beade-c540-4a1e-b775-b91c68d2e878 | assets[].digital_twin.visual_highlight_layer | 07_IFC_Metadata_EAV | 239beade-c540-4a1e-b775-b91c68d2e878
tags[0] | DTP_Template | 2026-06-05 | Asset_Metadata | Component | Indoor Air Quality Sensor L20-001 | environmental_monitoring |  | JSON/COBie/IFC | IfcSensor | 239beade-c540-4a1e-b775-b91c68d2e878 | assets[].tags[0] | 07_IFC_Metadata_EAV | 239beade-c540-4a1e-b775-b91c68d2e878
tags[1] | DTP_Template | 2026-06-05 | Asset_Metadata | Component | Indoor Air Quality Sensor L20-001 | iaq_sensor |  | JSON/COBie/IFC | IfcSensor | 239beade-c540-4a1e-b775-b91c68d2e878 | assets[].tags[1] | 07_IFC_Metadata_EAV | 239beade-c540-4a1e-b775-b91c68d2e878
tags[2] | DTP_Template | 2026-06-05 | Asset_Metadata | Component | Indoor Air Quality Sensor L20-001 | iaqsensor |  | JSON/COBie/IFC | IfcSensor | 239beade-c540-4a1e-b775-b91c68d2e878 | assets[].tags[2] | 07_IFC_Metadata_EAV | 239beade-c540-4a1e-b775-b91c68d2e878
asset_id | DTP_Template | 2026-06-05 | Asset_Metadata | Component | Occupancy Sensor L20-001 | OCC-L20-001 |  | JSON/COBie/IFC | IfcSensor | 5f2e7152-b28a-465c-8d60-0fd6769f86e6 | assets[].asset_id | 07_IFC_Metadata_EAV | 5f2e7152-b28a-465c-8d60-0fd6769f86e6
asset_name | DTP_Template | 2026-06-05 | Asset_Metadata | Component | Occupancy Sensor L20-001 | Occupancy Sensor L20-001 |  | JSON/COBie/IFC | IfcSensor | 5f2e7152-b28a-465c-8d60-0fd6769f86e6 | assets[].asset_name | 07_IFC_Metadata_EAV | 5f2e7152-b28a-465c-8d60-0fd6769f86e6
asset_status | DTP_Template | 2026-06-05 | Asset_Metadata | Component | Occupancy Sensor L20-001 | in_service |  | JSON/COBie/IFC | IfcSensor | 5f2e7152-b28a-465c-8d60-0fd6769f86e6 | assets[].asset_status | 07_IFC_Metadata_EAV | 5f2e7152-b28a-465c-8d60-0fd6769f86e6
system | DTP_Template | 2026-06-05 | Asset_Metadata | Component | Occupancy Sensor L20-001 | Occupancy |  | JSON/COBie/IFC | IfcSensor | 5f2e7152-b28a-465c-8d60-0fd6769f86e6 | assets[].system | 07_IFC_Metadata_EAV | 5f2e7152-b28a-465c-8d60-0fd6769f86e6
discipline | DTP_Template | 2026-06-05 | Asset_Metadata | Component | Occupancy Sensor L20-001 | MEP |  | JSON/COBie/IFC | IfcSensor | 5f2e7152-b28a-465c-8d60-0fd6769f86e6 | assets[].discipline | 07_IFC_Metadata_EAV | 5f2e7152-b28a-465c-8d60-0fd6769f86e6
category | DTP_Template | 2026-06-05 | Asset_Metadata | Component | Occupancy Sensor L20-001 | Occupancy Sensor |  | JSON/COBie/IFC | IfcSensor | 5f2e7152-b28a-465c-8d60-0fd6769f86e6 | assets[].category | 07_IFC_Metadata_EAV | 5f2e7152-b28a-465c-8d60-0fd6769f86e6
asset_type | DTP_Template | 2026-06-05 | Asset_Metadata | Component | Occupancy Sensor L20-001 | OccupancySensor |  | JSON/COBie/IFC | IfcSensor | 5f2e7152-b28a-465c-8d60-0fd6769f86e6 | assets[].asset_type | 07_IFC_Metadata_EAV | 5f2e7152-b28a-465c-8d60-0fd6769f86e6
classification.uniclass_code | DTP_Template | 2026-06-05 | LOI_Classification | Component | Occupancy Sensor L20-001 | placeholder |  | JSON/COBie/IFC | IfcSensor | 5f2e7152-b28a-465c-8d60-0fd6769f86e6 | assets[].classification.uniclass_code | 07_IFC_Metadata_EAV | 5f2e7152-b28a-465c-8d60-0fd6769f86e6
classification.omniclass_code | DTP_Template | 2026-06-05 | LOI_Classification | Component | Occupancy Sensor L20-001 | placeholder |  | JSON/COBie/IFC | IfcSensor | 5f2e7152-b28a-465c-8d60-0fd6769f86e6 | assets[].classification.omniclass_code | 07_IFC_Metadata_EAV | 5f2e7152-b28a-465c-8d60-0fd6769f86e6
classification.local_classification | DTP_Template | 2026-06-05 | LOI_Classification | Component | Occupancy Sensor L20-001 | Occupancy/Occupancy Sensor/OccupancySensor |  | JSON/COBie/IFC | IfcSensor | 5f2e7152-b28a-465c-8d60-0fd6769f86e6 | assets[].classification.local_classification | 07_IFC_Metadata_EAV | 5f2e7152-b28a-465c-8d60-0fd6769f86e6
location.facility_id | DTP_Template | 2026-06-05 | LOI_Location | Component | Occupancy Sensor L20-001 | FAC-OFFICE-TOWER-A |  | JSON/COBie/IFC | IfcSensor | 5f2e7152-b28a-465c-8d60-0fd6769f86e6 | assets[].location.facility_id | 07_IFC_Metadata_EAV | 5f2e7152-b28a-465c-8d60-0fd6769f86e6
location.floor_id | DTP_Template | 2026-06-05 | LOI_Location | Component | Occupancy Sensor L20-001 | FL-L20 |  | JSON/COBie/IFC | IfcSensor | 5f2e7152-b28a-465c-8d60-0fd6769f86e6 | assets[].location.floor_id | 07_IFC_Metadata_EAV | 5f2e7152-b28a-465c-8d60-0fd6769f86e6
location.space_id | DTP_Template | 2026-06-05 | LOI_Location | Component | Occupancy Sensor L20-001 | SP-L20-OFFICE-A |  | JSON/COBie/IFC | IfcSensor | 5f2e7152-b28a-465c-8d60-0fd6769f86e6 | assets[].location.space_id | 07_IFC_Metadata_EAV | 5f2e7152-b28a-465c-8d60-0fd6769f86e6
location.zone_id | DTP_Template | 2026-06-05 | LOI_Location | Component | Occupancy Sensor L20-001 | ZONE-OFFICE-L20 |  | JSON/COBie/IFC | IfcSensor | 5f2e7152-b28a-465c-8d60-0fd6769f86e6 | assets[].location.zone_id | 07_IFC_Metadata_EAV | 5f2e7152-b28a-465c-8d60-0fd6769f86e6
bim_mapping.ifc_guid | DTP_Template | 2026-06-05 | IFC_Core | Component | Occupancy Sensor L20-001 | 5f2e7152-b28a-465c-8d60-0fd6769f86e6 |  | JSON/COBie/IFC | IfcSensor | 5f2e7152-b28a-465c-8d60-0fd6769f86e6 | assets[].bim_mapping.ifc_guid | 07_IFC_Metadata_EAV | 5f2e7152-b28a-465c-8d60-0fd6769f86e6
bim_mapping.ifc_entity | DTP_Template | 2026-06-05 | IFC_Core | Component | Occupancy Sensor L20-001 | IfcSensor |  | JSON/COBie/IFC | IfcSensor | 5f2e7152-b28a-465c-8d60-0fd6769f86e6 | assets[].bim_mapping.ifc_entity | 07_IFC_Metadata_EAV | 5f2e7152-b28a-465c-8d60-0fd6769f86e6
bim_mapping.ifc_name | DTP_Template | 2026-06-05 | IFC_Core | Component | Occupancy Sensor L20-001 | Occupancy Sensor L20-001 |  | JSON/COBie/IFC | IfcSensor | 5f2e7152-b28a-465c-8d60-0fd6769f86e6 | assets[].bim_mapping.ifc_name | 07_IFC_Metadata_EAV | 5f2e7152-b28a-465c-8d60-0fd6769f86e6
bim_mapping.source_model_id | DTP_Template | 2026-06-05 | IFC_Core | Component | Occupancy Sensor L20-001 | IFC-MEP-001 |  | JSON/COBie/IFC | IfcSensor | 5f2e7152-b28a-465c-8d60-0fd6769f86e6 | assets[].bim_mapping.source_model_id | 07_IFC_Metadata_EAV | 5f2e7152-b28a-465c-8d60-0fd6769f86e6
bim_mapping.global_id_locked | DTP_Template | 2026-06-05 | IFC_Core | Component | Occupancy Sensor L20-001 | TRUE |  | JSON/COBie/IFC | IfcSensor | 5f2e7152-b28a-465c-8d60-0fd6769f86e6 | assets[].bim_mapping.global_id_locked | 07_IFC_Metadata_EAV | 5f2e7152-b28a-465c-8d60-0fd6769f86e6
cobie_mapping.component_name | DTP_Template | 2026-06-05 | Asset_Metadata | Component | Occupancy Sensor L20-001 | OCC-L20-001 |  | JSON/COBie/IFC | IfcSensor | 5f2e7152-b28a-465c-8d60-0fd6769f86e6 | assets[].cobie_mapping.component_name | 07_IFC_Metadata_EAV | 5f2e7152-b28a-465c-8d60-0fd6769f86e6
cobie_mapping.type_name | DTP_Template | 2026-06-05 | Asset_Metadata | Component | Occupancy Sensor L20-001 | OccupancySensor |  | JSON/COBie/IFC | IfcSensor | 5f2e7152-b28a-465c-8d60-0fd6769f86e6 | assets[].cobie_mapping.type_name | 07_IFC_Metadata_EAV | 5f2e7152-b28a-465c-8d60-0fd6769f86e6
cobie_mapping.system_name | DTP_Template | 2026-06-05 | Asset_Metadata | Component | Occupancy Sensor L20-001 | Occupancy |  | JSON/COBie/IFC | IfcSensor | 5f2e7152-b28a-465c-8d60-0fd6769f86e6 | assets[].cobie_mapping.system_name | 07_IFC_Metadata_EAV | 5f2e7152-b28a-465c-8d60-0fd6769f86e6
cobie_mapping.space_name | DTP_Template | 2026-06-05 | Asset_Metadata | Component | Occupancy Sensor L20-001 | SP-L20-OFFICE-A |  | JSON/COBie/IFC | IfcSensor | 5f2e7152-b28a-465c-8d60-0fd6769f86e6 | assets[].cobie_mapping.space_name | 07_IFC_Metadata_EAV | 5f2e7152-b28a-465c-8d60-0fd6769f86e6
manufacturer_data.manufacturer | DTP_Template | 2026-06-05 | LOI_Manufacturer | Component | Occupancy Sensor L20-001 | Generic Manufacturer |  | JSON/COBie/IFC | IfcSensor | 5f2e7152-b28a-465c-8d60-0fd6769f86e6 | assets[].manufacturer_data.manufacturer | 07_IFC_Metadata_EAV | 5f2e7152-b28a-465c-8d60-0fd6769f86e6
manufacturer_data.model | DTP_Template | 2026-06-05 | LOI_Manufacturer | Component | Occupancy Sensor L20-001 | Model-Placeholder |  | JSON/COBie/IFC | IfcSensor | 5f2e7152-b28a-465c-8d60-0fd6769f86e6 | assets[].manufacturer_data.model | 07_IFC_Metadata_EAV | 5f2e7152-b28a-465c-8d60-0fd6769f86e6
manufacturer_data.serial_number | DTP_Template | 2026-06-05 | LOI_Manufacturer | Component | Occupancy Sensor L20-001 | SN-OCC-L20-001 |  | JSON/COBie/IFC | IfcSensor | 5f2e7152-b28a-465c-8d60-0fd6769f86e6 | assets[].manufacturer_data.serial_number | 07_IFC_Metadata_EAV | 5f2e7152-b28a-465c-8d60-0fd6769f86e6
manufacturer_data.installation_date | DTP_Template | 2026-06-05 | LOI_Manufacturer | Component | Occupancy Sensor L20-001 | 2026-05-15 |  | JSON/COBie/IFC | IfcSensor | 5f2e7152-b28a-465c-8d60-0fd6769f86e6 | assets[].manufacturer_data.installation_date | 07_IFC_Metadata_EAV | 5f2e7152-b28a-465c-8d60-0fd6769f86e6
manufacturer_data.warranty_start_date | DTP_Template | 2026-06-05 | LOI_Manufacturer | Component | Occupancy Sensor L20-001 | 2026-06-01 |  | JSON/COBie/IFC | IfcSensor | 5f2e7152-b28a-465c-8d60-0fd6769f86e6 | assets[].manufacturer_data.warranty_start_date | 07_IFC_Metadata_EAV | 5f2e7152-b28a-465c-8d60-0fd6769f86e6
manufacturer_data.warranty_end_date | DTP_Template | 2026-06-05 | LOI_Manufacturer | Component | Occupancy Sensor L20-001 | 2028-06-01 |  | JSON/COBie/IFC | IfcSensor | 5f2e7152-b28a-465c-8d60-0fd6769f86e6 | assets[].manufacturer_data.warranty_end_date | 07_IFC_Metadata_EAV | 5f2e7152-b28a-465c-8d60-0fd6769f86e6
operation_data.maintainable | DTP_Template | 2026-06-05 | LOI_Operation_Maintenance | Component | Occupancy Sensor L20-001 | TRUE |  | JSON/COBie/IFC | IfcSensor | 5f2e7152-b28a-465c-8d60-0fd6769f86e6 | assets[].operation_data.maintainable | 07_IFC_Metadata_EAV | 5f2e7152-b28a-465c-8d60-0fd6769f86e6
operation_data.criticality | DTP_Template | 2026-06-05 | LOI_Operation_Maintenance | Component | Occupancy Sensor L20-001 | Medium |  | JSON/COBie/IFC | IfcSensor | 5f2e7152-b28a-465c-8d60-0fd6769f86e6 | assets[].operation_data.criticality | 07_IFC_Metadata_EAV | 5f2e7152-b28a-465c-8d60-0fd6769f86e6
operation_data.expected_life_years | DTP_Template | 2026-06-05 | LOI_Operation_Maintenance | Component | Occupancy Sensor L20-001 | 15 |  | JSON/COBie/IFC | IfcSensor | 5f2e7152-b28a-465c-8d60-0fd6769f86e6 | assets[].operation_data.expected_life_years | 07_IFC_Metadata_EAV | 5f2e7152-b28a-465c-8d60-0fd6769f86e6
operation_data.maintenance_strategy | DTP_Template | 2026-06-05 | LOI_Operation_Maintenance | Component | Occupancy Sensor L20-001 | preventive_and_condition_based |  | JSON/COBie/IFC | IfcSensor | 5f2e7152-b28a-465c-8d60-0fd6769f86e6 | assets[].operation_data.maintenance_strategy | 07_IFC_Metadata_EAV | 5f2e7152-b28a-465c-8d60-0fd6769f86e6
operation_data.cmms_asset_id | DTP_Template | 2026-06-05 | LOI_Operation_Maintenance | Component | Occupancy Sensor L20-001 | CMMS-OCC-L20-001 |  | JSON/COBie/IFC | IfcSensor | 5f2e7152-b28a-465c-8d60-0fd6769f86e6 | assets[].operation_data.cmms_asset_id | 07_IFC_Metadata_EAV | 5f2e7152-b28a-465c-8d60-0fd6769f86e6
operation_data.spare_part_group | DTP_Template | 2026-06-05 | LOI_Operation_Maintenance | Component | Occupancy Sensor L20-001 | SPARE-OCCUPANCY-SENSOR |  | JSON/COBie/IFC | IfcSensor | 5f2e7152-b28a-465c-8d60-0fd6769f86e6 | assets[].operation_data.spare_part_group | 07_IFC_Metadata_EAV | 5f2e7152-b28a-465c-8d60-0fd6769f86e6
operation_data.manual_url | DTP_Template | 2026-06-05 | LOI_Operation_Maintenance | Component | Occupancy Sensor L20-001 | https://example.com/om_manuals/OCC-L20-001.pdf |  | JSON/COBie/IFC | IfcSensor | 5f2e7152-b28a-465c-8d60-0fd6769f86e6 | assets[].operation_data.manual_url | 07_IFC_Metadata_EAV | 5f2e7152-b28a-465c-8d60-0fd6769f86e6
digital_twin.dt_entity_type | DTP_Template | 2026-06-05 | DTP_Metadata | Component | Occupancy Sensor L20-001 | asset |  | JSON/COBie/IFC | IfcSensor | 5f2e7152-b28a-465c-8d60-0fd6769f86e6 | assets[].digital_twin.dt_entity_type | 07_IFC_Metadata_EAV | 5f2e7152-b28a-465c-8d60-0fd6769f86e6
digital_twin.state_source | DTP_Template | 2026-06-05 | DTP_Metadata | Component | Occupancy Sensor L20-001 | BMS/IoT/CMMS |  | JSON/COBie/IFC | IfcSensor | 5f2e7152-b28a-465c-8d60-0fd6769f86e6 | assets[].digital_twin.state_source | 07_IFC_Metadata_EAV | 5f2e7152-b28a-465c-8d60-0fd6769f86e6
digital_twin.realtime_enabled | DTP_Template | 2026-06-05 | DTP_Metadata | Component | Occupancy Sensor L20-001 | TRUE |  | JSON/COBie/IFC | IfcSensor | 5f2e7152-b28a-465c-8d60-0fd6769f86e6 | assets[].digital_twin.realtime_enabled | 07_IFC_Metadata_EAV | 5f2e7152-b28a-465c-8d60-0fd6769f86e6
digital_twin.history_enabled | DTP_Template | 2026-06-05 | DTP_Metadata | Component | Occupancy Sensor L20-001 | TRUE |  | JSON/COBie/IFC | IfcSensor | 5f2e7152-b28a-465c-8d60-0fd6769f86e6 | assets[].digital_twin.history_enabled | 07_IFC_Metadata_EAV | 5f2e7152-b28a-465c-8d60-0fd6769f86e6
digital_twin.visual_selectable | DTP_Template | 2026-06-05 | DTP_Metadata | Component | Occupancy Sensor L20-001 | TRUE |  | JSON/COBie/IFC | IfcSensor | 5f2e7152-b28a-465c-8d60-0fd6769f86e6 | assets[].digital_twin.visual_selectable | 07_IFC_Metadata_EAV | 5f2e7152-b28a-465c-8d60-0fd6769f86e6
digital_twin.visual_highlight_layer | DTP_Template | 2026-06-05 | DTP_Metadata | Component | Occupancy Sensor L20-001 | LAYER-ASSET-OCCUPANCY |  | JSON/COBie/IFC | IfcSensor | 5f2e7152-b28a-465c-8d60-0fd6769f86e6 | assets[].digital_twin.visual_highlight_layer | 07_IFC_Metadata_EAV | 5f2e7152-b28a-465c-8d60-0fd6769f86e6
tags[0] | DTP_Template | 2026-06-05 | Asset_Metadata | Component | Occupancy Sensor L20-001 | occupancy |  | JSON/COBie/IFC | IfcSensor | 5f2e7152-b28a-465c-8d60-0fd6769f86e6 | assets[].tags[0] | 07_IFC_Metadata_EAV | 5f2e7152-b28a-465c-8d60-0fd6769f86e6
tags[1] | DTP_Template | 2026-06-05 | Asset_Metadata | Component | Occupancy Sensor L20-001 | occupancy_sensor |  | JSON/COBie/IFC | IfcSensor | 5f2e7152-b28a-465c-8d60-0fd6769f86e6 | assets[].tags[1] | 07_IFC_Metadata_EAV | 5f2e7152-b28a-465c-8d60-0fd6769f86e6
tags[2] | DTP_Template | 2026-06-05 | Asset_Metadata | Component | Occupancy Sensor L20-001 | occupancysensor |  | JSON/COBie/IFC | IfcSensor | 5f2e7152-b28a-465c-8d60-0fd6769f86e6 | assets[].tags[2] | 07_IFC_Metadata_EAV | 5f2e7152-b28a-465c-8d60-0fd6769f86e6
asset_id | DTP_Template | 2026-06-05 | Asset_Metadata | Component | Main Power Meter 01 | PWR-METER-MAIN-001 |  | JSON/COBie/IFC | IfcFlowMeter | 3f1ae6fe-58f6-4ddf-b62d-582dbc9f6427 | assets[].asset_id | 07_IFC_Metadata_EAV | 3f1ae6fe-58f6-4ddf-b62d-582dbc9f6427
asset_name | DTP_Template | 2026-06-05 | Asset_Metadata | Component | Main Power Meter 01 | Main Power Meter 01 |  | JSON/COBie/IFC | IfcFlowMeter | 3f1ae6fe-58f6-4ddf-b62d-582dbc9f6427 | assets[].asset_name | 07_IFC_Metadata_EAV | 3f1ae6fe-58f6-4ddf-b62d-582dbc9f6427
asset_status | DTP_Template | 2026-06-05 | Asset_Metadata | Component | Main Power Meter 01 | in_service |  | JSON/COBie/IFC | IfcFlowMeter | 3f1ae6fe-58f6-4ddf-b62d-582dbc9f6427 | assets[].asset_status | 07_IFC_Metadata_EAV | 3f1ae6fe-58f6-4ddf-b62d-582dbc9f6427
system | DTP_Template | 2026-06-05 | Asset_Metadata | Component | Main Power Meter 01 | Energy Metering |  | JSON/COBie/IFC | IfcFlowMeter | 3f1ae6fe-58f6-4ddf-b62d-582dbc9f6427 | assets[].system | 07_IFC_Metadata_EAV | 3f1ae6fe-58f6-4ddf-b62d-582dbc9f6427
discipline | DTP_Template | 2026-06-05 | Asset_Metadata | Component | Main Power Meter 01 | MEP |  | JSON/COBie/IFC | IfcFlowMeter | 3f1ae6fe-58f6-4ddf-b62d-582dbc9f6427 | assets[].discipline | 07_IFC_Metadata_EAV | 3f1ae6fe-58f6-4ddf-b62d-582dbc9f6427
category | DTP_Template | 2026-06-05 | Asset_Metadata | Component | Main Power Meter 01 | Power Meter |  | JSON/COBie/IFC | IfcFlowMeter | 3f1ae6fe-58f6-4ddf-b62d-582dbc9f6427 | assets[].category | 07_IFC_Metadata_EAV | 3f1ae6fe-58f6-4ddf-b62d-582dbc9f6427
asset_type | DTP_Template | 2026-06-05 | Asset_Metadata | Component | Main Power Meter 01 | PowerMeter |  | JSON/COBie/IFC | IfcFlowMeter | 3f1ae6fe-58f6-4ddf-b62d-582dbc9f6427 | assets[].asset_type | 07_IFC_Metadata_EAV | 3f1ae6fe-58f6-4ddf-b62d-582dbc9f6427
classification.uniclass_code | DTP_Template | 2026-06-05 | LOI_Classification | Component | Main Power Meter 01 | placeholder |  | JSON/COBie/IFC | IfcFlowMeter | 3f1ae6fe-58f6-4ddf-b62d-582dbc9f6427 | assets[].classification.uniclass_code | 07_IFC_Metadata_EAV | 3f1ae6fe-58f6-4ddf-b62d-582dbc9f6427
classification.omniclass_code | DTP_Template | 2026-06-05 | LOI_Classification | Component | Main Power Meter 01 | placeholder |  | JSON/COBie/IFC | IfcFlowMeter | 3f1ae6fe-58f6-4ddf-b62d-582dbc9f6427 | assets[].classification.omniclass_code | 07_IFC_Metadata_EAV | 3f1ae6fe-58f6-4ddf-b62d-582dbc9f6427
classification.local_classification | DTP_Template | 2026-06-05 | LOI_Classification | Component | Main Power Meter 01 | Energy Metering/Power Meter/PowerMeter |  | JSON/COBie/IFC | IfcFlowMeter | 3f1ae6fe-58f6-4ddf-b62d-582dbc9f6427 | assets[].classification.local_classification | 07_IFC_Metadata_EAV | 3f1ae6fe-58f6-4ddf-b62d-582dbc9f6427
location.facility_id | DTP_Template | 2026-06-05 | LOI_Location | Component | Main Power Meter 01 | FAC-OFFICE-TOWER-A |  | JSON/COBie/IFC | IfcFlowMeter | 3f1ae6fe-58f6-4ddf-b62d-582dbc9f6427 | assets[].location.facility_id | 07_IFC_Metadata_EAV | 3f1ae6fe-58f6-4ddf-b62d-582dbc9f6427
location.floor_id | DTP_Template | 2026-06-05 | LOI_Location | Component | Main Power Meter 01 | FL-B1 |  | JSON/COBie/IFC | IfcFlowMeter | 3f1ae6fe-58f6-4ddf-b62d-582dbc9f6427 | assets[].location.floor_id | 07_IFC_Metadata_EAV | 3f1ae6fe-58f6-4ddf-b62d-582dbc9f6427
location.space_id | DTP_Template | 2026-06-05 | LOI_Location | Component | Main Power Meter 01 | SP-B1-CHILLER |  | JSON/COBie/IFC | IfcFlowMeter | 3f1ae6fe-58f6-4ddf-b62d-582dbc9f6427 | assets[].location.space_id | 07_IFC_Metadata_EAV | 3f1ae6fe-58f6-4ddf-b62d-582dbc9f6427
location.zone_id | DTP_Template | 2026-06-05 | LOI_Location | Component | Main Power Meter 01 | ZONE-HVAC-B1-PLANT |  | JSON/COBie/IFC | IfcFlowMeter | 3f1ae6fe-58f6-4ddf-b62d-582dbc9f6427 | assets[].location.zone_id | 07_IFC_Metadata_EAV | 3f1ae6fe-58f6-4ddf-b62d-582dbc9f6427
bim_mapping.ifc_guid | DTP_Template | 2026-06-05 | IFC_Core | Component | Main Power Meter 01 | 3f1ae6fe-58f6-4ddf-b62d-582dbc9f6427 |  | JSON/COBie/IFC | IfcFlowMeter | 3f1ae6fe-58f6-4ddf-b62d-582dbc9f6427 | assets[].bim_mapping.ifc_guid | 07_IFC_Metadata_EAV | 3f1ae6fe-58f6-4ddf-b62d-582dbc9f6427
bim_mapping.ifc_entity | DTP_Template | 2026-06-05 | IFC_Core | Component | Main Power Meter 01 | IfcFlowMeter |  | JSON/COBie/IFC | IfcFlowMeter | 3f1ae6fe-58f6-4ddf-b62d-582dbc9f6427 | assets[].bim_mapping.ifc_entity | 07_IFC_Metadata_EAV | 3f1ae6fe-58f6-4ddf-b62d-582dbc9f6427
bim_mapping.ifc_name | DTP_Template | 2026-06-05 | IFC_Core | Component | Main Power Meter 01 | Main Power Meter 01 |  | JSON/COBie/IFC | IfcFlowMeter | 3f1ae6fe-58f6-4ddf-b62d-582dbc9f6427 | assets[].bim_mapping.ifc_name | 07_IFC_Metadata_EAV | 3f1ae6fe-58f6-4ddf-b62d-582dbc9f6427
bim_mapping.source_model_id | DTP_Template | 2026-06-05 | IFC_Core | Component | Main Power Meter 01 | IFC-MEP-001 |  | JSON/COBie/IFC | IfcFlowMeter | 3f1ae6fe-58f6-4ddf-b62d-582dbc9f6427 | assets[].bim_mapping.source_model_id | 07_IFC_Metadata_EAV | 3f1ae6fe-58f6-4ddf-b62d-582dbc9f6427
bim_mapping.global_id_locked | DTP_Template | 2026-06-05 | IFC_Core | Component | Main Power Meter 01 | TRUE |  | JSON/COBie/IFC | IfcFlowMeter | 3f1ae6fe-58f6-4ddf-b62d-582dbc9f6427 | assets[].bim_mapping.global_id_locked | 07_IFC_Metadata_EAV | 3f1ae6fe-58f6-4ddf-b62d-582dbc9f6427
cobie_mapping.component_name | DTP_Template | 2026-06-05 | Asset_Metadata | Component | Main Power Meter 01 | PWR-METER-MAIN-001 |  | JSON/COBie/IFC | IfcFlowMeter | 3f1ae6fe-58f6-4ddf-b62d-582dbc9f6427 | assets[].cobie_mapping.component_name | 07_IFC_Metadata_EAV | 3f1ae6fe-58f6-4ddf-b62d-582dbc9f6427
cobie_mapping.type_name | DTP_Template | 2026-06-05 | Asset_Metadata | Component | Main Power Meter 01 | PowerMeter |  | JSON/COBie/IFC | IfcFlowMeter | 3f1ae6fe-58f6-4ddf-b62d-582dbc9f6427 | assets[].cobie_mapping.type_name | 07_IFC_Metadata_EAV | 3f1ae6fe-58f6-4ddf-b62d-582dbc9f6427
cobie_mapping.system_name | DTP_Template | 2026-06-05 | Asset_Metadata | Component | Main Power Meter 01 | Energy Metering |  | JSON/COBie/IFC | IfcFlowMeter | 3f1ae6fe-58f6-4ddf-b62d-582dbc9f6427 | assets[].cobie_mapping.system_name | 07_IFC_Metadata_EAV | 3f1ae6fe-58f6-4ddf-b62d-582dbc9f6427
cobie_mapping.space_name | DTP_Template | 2026-06-05 | Asset_Metadata | Component | Main Power Meter 01 | SP-B1-CHILLER |  | JSON/COBie/IFC | IfcFlowMeter | 3f1ae6fe-58f6-4ddf-b62d-582dbc9f6427 | assets[].cobie_mapping.space_name | 07_IFC_Metadata_EAV | 3f1ae6fe-58f6-4ddf-b62d-582dbc9f6427
manufacturer_data.manufacturer | DTP_Template | 2026-06-05 | LOI_Manufacturer | Component | Main Power Meter 01 | Generic Manufacturer |  | JSON/COBie/IFC | IfcFlowMeter | 3f1ae6fe-58f6-4ddf-b62d-582dbc9f6427 | assets[].manufacturer_data.manufacturer | 07_IFC_Metadata_EAV | 3f1ae6fe-58f6-4ddf-b62d-582dbc9f6427
manufacturer_data.model | DTP_Template | 2026-06-05 | LOI_Manufacturer | Component | Main Power Meter 01 | Model-Placeholder |  | JSON/COBie/IFC | IfcFlowMeter | 3f1ae6fe-58f6-4ddf-b62d-582dbc9f6427 | assets[].manufacturer_data.model | 07_IFC_Metadata_EAV | 3f1ae6fe-58f6-4ddf-b62d-582dbc9f6427
manufacturer_data.serial_number | DTP_Template | 2026-06-05 | LOI_Manufacturer | Component | Main Power Meter 01 | SN-PWR-METER-MAIN-001 |  | JSON/COBie/IFC | IfcFlowMeter | 3f1ae6fe-58f6-4ddf-b62d-582dbc9f6427 | assets[].manufacturer_data.serial_number | 07_IFC_Metadata_EAV | 3f1ae6fe-58f6-4ddf-b62d-582dbc9f6427
manufacturer_data.installation_date | DTP_Template | 2026-06-05 | LOI_Manufacturer | Component | Main Power Meter 01 | 2026-05-15 |  | JSON/COBie/IFC | IfcFlowMeter | 3f1ae6fe-58f6-4ddf-b62d-582dbc9f6427 | assets[].manufacturer_data.installation_date | 07_IFC_Metadata_EAV | 3f1ae6fe-58f6-4ddf-b62d-582dbc9f6427
manufacturer_data.warranty_start_date | DTP_Template | 2026-06-05 | LOI_Manufacturer | Component | Main Power Meter 01 | 2026-06-01 |  | JSON/COBie/IFC | IfcFlowMeter | 3f1ae6fe-58f6-4ddf-b62d-582dbc9f6427 | assets[].manufacturer_data.warranty_start_date | 07_IFC_Metadata_EAV | 3f1ae6fe-58f6-4ddf-b62d-582dbc9f6427
manufacturer_data.warranty_end_date | DTP_Template | 2026-06-05 | LOI_Manufacturer | Component | Main Power Meter 01 | 2028-06-01 |  | JSON/COBie/IFC | IfcFlowMeter | 3f1ae6fe-58f6-4ddf-b62d-582dbc9f6427 | assets[].manufacturer_data.warranty_end_date | 07_IFC_Metadata_EAV | 3f1ae6fe-58f6-4ddf-b62d-582dbc9f6427
operation_data.maintainable | DTP_Template | 2026-06-05 | LOI_Operation_Maintenance | Component | Main Power Meter 01 | TRUE |  | JSON/COBie/IFC | IfcFlowMeter | 3f1ae6fe-58f6-4ddf-b62d-582dbc9f6427 | assets[].operation_data.maintainable | 07_IFC_Metadata_EAV | 3f1ae6fe-58f6-4ddf-b62d-582dbc9f6427
operation_data.criticality | DTP_Template | 2026-06-05 | LOI_Operation_Maintenance | Component | Main Power Meter 01 | High |  | JSON/COBie/IFC | IfcFlowMeter | 3f1ae6fe-58f6-4ddf-b62d-582dbc9f6427 | assets[].operation_data.criticality | 07_IFC_Metadata_EAV | 3f1ae6fe-58f6-4ddf-b62d-582dbc9f6427
operation_data.expected_life_years | DTP_Template | 2026-06-05 | LOI_Operation_Maintenance | Component | Main Power Meter 01 | 15 |  | JSON/COBie/IFC | IfcFlowMeter | 3f1ae6fe-58f6-4ddf-b62d-582dbc9f6427 | assets[].operation_data.expected_life_years | 07_IFC_Metadata_EAV | 3f1ae6fe-58f6-4ddf-b62d-582dbc9f6427
operation_data.maintenance_strategy | DTP_Template | 2026-06-05 | LOI_Operation_Maintenance | Component | Main Power Meter 01 | preventive_and_condition_based |  | JSON/COBie/IFC | IfcFlowMeter | 3f1ae6fe-58f6-4ddf-b62d-582dbc9f6427 | assets[].operation_data.maintenance_strategy | 07_IFC_Metadata_EAV | 3f1ae6fe-58f6-4ddf-b62d-582dbc9f6427
operation_data.cmms_asset_id | DTP_Template | 2026-06-05 | LOI_Operation_Maintenance | Component | Main Power Meter 01 | CMMS-PWR-METER-MAIN-001 |  | JSON/COBie/IFC | IfcFlowMeter | 3f1ae6fe-58f6-4ddf-b62d-582dbc9f6427 | assets[].operation_data.cmms_asset_id | 07_IFC_Metadata_EAV | 3f1ae6fe-58f6-4ddf-b62d-582dbc9f6427
operation_data.spare_part_group | DTP_Template | 2026-06-05 | LOI_Operation_Maintenance | Component | Main Power Meter 01 | SPARE-POWER-METER |  | JSON/COBie/IFC | IfcFlowMeter | 3f1ae6fe-58f6-4ddf-b62d-582dbc9f6427 | assets[].operation_data.spare_part_group | 07_IFC_Metadata_EAV | 3f1ae6fe-58f6-4ddf-b62d-582dbc9f6427
operation_data.manual_url | DTP_Template | 2026-06-05 | LOI_Operation_Maintenance | Component | Main Power Meter 01 | https://example.com/om_manuals/PWR-METER-MAIN-001.pdf |  | JSON/COBie/IFC | IfcFlowMeter | 3f1ae6fe-58f6-4ddf-b62d-582dbc9f6427 | assets[].operation_data.manual_url | 07_IFC_Metadata_EAV | 3f1ae6fe-58f6-4ddf-b62d-582dbc9f6427
digital_twin.dt_entity_type | DTP_Template | 2026-06-05 | DTP_Metadata | Component | Main Power Meter 01 | asset |  | JSON/COBie/IFC | IfcFlowMeter | 3f1ae6fe-58f6-4ddf-b62d-582dbc9f6427 | assets[].digital_twin.dt_entity_type | 07_IFC_Metadata_EAV | 3f1ae6fe-58f6-4ddf-b62d-582dbc9f6427
digital_twin.state_source | DTP_Template | 2026-06-05 | DTP_Metadata | Component | Main Power Meter 01 | BMS/IoT/CMMS |  | JSON/COBie/IFC | IfcFlowMeter | 3f1ae6fe-58f6-4ddf-b62d-582dbc9f6427 | assets[].digital_twin.state_source | 07_IFC_Metadata_EAV | 3f1ae6fe-58f6-4ddf-b62d-582dbc9f6427
digital_twin.realtime_enabled | DTP_Template | 2026-06-05 | DTP_Metadata | Component | Main Power Meter 01 | TRUE |  | JSON/COBie/IFC | IfcFlowMeter | 3f1ae6fe-58f6-4ddf-b62d-582dbc9f6427 | assets[].digital_twin.realtime_enabled | 07_IFC_Metadata_EAV | 3f1ae6fe-58f6-4ddf-b62d-582dbc9f6427
digital_twin.history_enabled | DTP_Template | 2026-06-05 | DTP_Metadata | Component | Main Power Meter 01 | TRUE |  | JSON/COBie/IFC | IfcFlowMeter | 3f1ae6fe-58f6-4ddf-b62d-582dbc9f6427 | assets[].digital_twin.history_enabled | 07_IFC_Metadata_EAV | 3f1ae6fe-58f6-4ddf-b62d-582dbc9f6427
digital_twin.visual_selectable | DTP_Template | 2026-06-05 | DTP_Metadata | Component | Main Power Meter 01 | TRUE |  | JSON/COBie/IFC | IfcFlowMeter | 3f1ae6fe-58f6-4ddf-b62d-582dbc9f6427 | assets[].digital_twin.visual_selectable | 07_IFC_Metadata_EAV | 3f1ae6fe-58f6-4ddf-b62d-582dbc9f6427
digital_twin.visual_highlight_layer | DTP_Template | 2026-06-05 | DTP_Metadata | Component | Main Power Meter 01 | LAYER-ASSET-ENERGY-METERING |  | JSON/COBie/IFC | IfcFlowMeter | 3f1ae6fe-58f6-4ddf-b62d-582dbc9f6427 | assets[].digital_twin.visual_highlight_layer | 07_IFC_Metadata_EAV | 3f1ae6fe-58f6-4ddf-b62d-582dbc9f6427
tags[0] | DTP_Template | 2026-06-05 | Asset_Metadata | Component | Main Power Meter 01 | energy_metering |  | JSON/COBie/IFC | IfcFlowMeter | 3f1ae6fe-58f6-4ddf-b62d-582dbc9f6427 | assets[].tags[0] | 07_IFC_Metadata_EAV | 3f1ae6fe-58f6-4ddf-b62d-582dbc9f6427
tags[1] | DTP_Template | 2026-06-05 | Asset_Metadata | Component | Main Power Meter 01 | power_meter |  | JSON/COBie/IFC | IfcFlowMeter | 3f1ae6fe-58f6-4ddf-b62d-582dbc9f6427 | assets[].tags[1] | 07_IFC_Metadata_EAV | 3f1ae6fe-58f6-4ddf-b62d-582dbc9f6427
tags[2] | DTP_Template | 2026-06-05 | Asset_Metadata | Component | Main Power Meter 01 | powermeter |  | JSON/COBie/IFC | IfcFlowMeter | 3f1ae6fe-58f6-4ddf-b62d-582dbc9f6427 | assets[].tags[2] | 07_IFC_Metadata_EAV | 3f1ae6fe-58f6-4ddf-b62d-582dbc9f6427
asset_id | DTP_Template | 2026-06-05 | Asset_Metadata | Component | Solar Inverter 01 | SOLAR-INV-001 |  | JSON/COBie/IFC | IfcElectricAppliance | 9636843f-e391-4629-89da-1fe79b125377 | assets[].asset_id | 07_IFC_Metadata_EAV | 9636843f-e391-4629-89da-1fe79b125377
asset_name | DTP_Template | 2026-06-05 | Asset_Metadata | Component | Solar Inverter 01 | Solar Inverter 01 |  | JSON/COBie/IFC | IfcElectricAppliance | 9636843f-e391-4629-89da-1fe79b125377 | assets[].asset_name | 07_IFC_Metadata_EAV | 9636843f-e391-4629-89da-1fe79b125377
asset_status | DTP_Template | 2026-06-05 | Asset_Metadata | Component | Solar Inverter 01 | in_service |  | JSON/COBie/IFC | IfcElectricAppliance | 9636843f-e391-4629-89da-1fe79b125377 | assets[].asset_status | 07_IFC_Metadata_EAV | 9636843f-e391-4629-89da-1fe79b125377
system | DTP_Template | 2026-06-05 | Asset_Metadata | Component | Solar Inverter 01 | Renewable Energy |  | JSON/COBie/IFC | IfcElectricAppliance | 9636843f-e391-4629-89da-1fe79b125377 | assets[].system | 07_IFC_Metadata_EAV | 9636843f-e391-4629-89da-1fe79b125377
discipline | DTP_Template | 2026-06-05 | Asset_Metadata | Component | Solar Inverter 01 | MEP |  | JSON/COBie/IFC | IfcElectricAppliance | 9636843f-e391-4629-89da-1fe79b125377 | assets[].discipline | 07_IFC_Metadata_EAV | 9636843f-e391-4629-89da-1fe79b125377
category | DTP_Template | 2026-06-05 | Asset_Metadata | Component | Solar Inverter 01 | Inverter |  | JSON/COBie/IFC | IfcElectricAppliance | 9636843f-e391-4629-89da-1fe79b125377 | assets[].category | 07_IFC_Metadata_EAV | 9636843f-e391-4629-89da-1fe79b125377
asset_type | DTP_Template | 2026-06-05 | Asset_Metadata | Component | Solar Inverter 01 | SolarInverter |  | JSON/COBie/IFC | IfcElectricAppliance | 9636843f-e391-4629-89da-1fe79b125377 | assets[].asset_type | 07_IFC_Metadata_EAV | 9636843f-e391-4629-89da-1fe79b125377
classification.uniclass_code | DTP_Template | 2026-06-05 | LOI_Classification | Component | Solar Inverter 01 | placeholder |  | JSON/COBie/IFC | IfcElectricAppliance | 9636843f-e391-4629-89da-1fe79b125377 | assets[].classification.uniclass_code | 07_IFC_Metadata_EAV | 9636843f-e391-4629-89da-1fe79b125377
classification.omniclass_code | DTP_Template | 2026-06-05 | LOI_Classification | Component | Solar Inverter 01 | placeholder |  | JSON/COBie/IFC | IfcElectricAppliance | 9636843f-e391-4629-89da-1fe79b125377 | assets[].classification.omniclass_code | 07_IFC_Metadata_EAV | 9636843f-e391-4629-89da-1fe79b125377
classification.local_classification | DTP_Template | 2026-06-05 | LOI_Classification | Component | Solar Inverter 01 | Renewable Energy/Inverter/SolarInverter |  | JSON/COBie/IFC | IfcElectricAppliance | 9636843f-e391-4629-89da-1fe79b125377 | assets[].classification.local_classification | 07_IFC_Metadata_EAV | 9636843f-e391-4629-89da-1fe79b125377
location.facility_id | DTP_Template | 2026-06-05 | LOI_Location | Component | Solar Inverter 01 | FAC-OFFICE-TOWER-A |  | JSON/COBie/IFC | IfcElectricAppliance | 9636843f-e391-4629-89da-1fe79b125377 | assets[].location.facility_id | 07_IFC_Metadata_EAV | 9636843f-e391-4629-89da-1fe79b125377
location.floor_id | DTP_Template | 2026-06-05 | LOI_Location | Component | Solar Inverter 01 | FL-ROOF |  | JSON/COBie/IFC | IfcElectricAppliance | 9636843f-e391-4629-89da-1fe79b125377 | assets[].location.floor_id | 07_IFC_Metadata_EAV | 9636843f-e391-4629-89da-1fe79b125377
location.space_id | DTP_Template | 2026-06-05 | LOI_Location | Component | Solar Inverter 01 | SP-ROOF-SOLAR |  | JSON/COBie/IFC | IfcElectricAppliance | 9636843f-e391-4629-89da-1fe79b125377 | assets[].location.space_id | 07_IFC_Metadata_EAV | 9636843f-e391-4629-89da-1fe79b125377
location.zone_id | DTP_Template | 2026-06-05 | LOI_Location | Component | Solar Inverter 01 | ZONE-ROOF-TECH |  | JSON/COBie/IFC | IfcElectricAppliance | 9636843f-e391-4629-89da-1fe79b125377 | assets[].location.zone_id | 07_IFC_Metadata_EAV | 9636843f-e391-4629-89da-1fe79b125377
bim_mapping.ifc_guid | DTP_Template | 2026-06-05 | IFC_Core | Component | Solar Inverter 01 | 9636843f-e391-4629-89da-1fe79b125377 |  | JSON/COBie/IFC | IfcElectricAppliance | 9636843f-e391-4629-89da-1fe79b125377 | assets[].bim_mapping.ifc_guid | 07_IFC_Metadata_EAV | 9636843f-e391-4629-89da-1fe79b125377
bim_mapping.ifc_entity | DTP_Template | 2026-06-05 | IFC_Core | Component | Solar Inverter 01 | IfcElectricAppliance |  | JSON/COBie/IFC | IfcElectricAppliance | 9636843f-e391-4629-89da-1fe79b125377 | assets[].bim_mapping.ifc_entity | 07_IFC_Metadata_EAV | 9636843f-e391-4629-89da-1fe79b125377
bim_mapping.ifc_name | DTP_Template | 2026-06-05 | IFC_Core | Component | Solar Inverter 01 | Solar Inverter 01 |  | JSON/COBie/IFC | IfcElectricAppliance | 9636843f-e391-4629-89da-1fe79b125377 | assets[].bim_mapping.ifc_name | 07_IFC_Metadata_EAV | 9636843f-e391-4629-89da-1fe79b125377
bim_mapping.source_model_id | DTP_Template | 2026-06-05 | IFC_Core | Component | Solar Inverter 01 | IFC-MEP-001 |  | JSON/COBie/IFC | IfcElectricAppliance | 9636843f-e391-4629-89da-1fe79b125377 | assets[].bim_mapping.source_model_id | 07_IFC_Metadata_EAV | 9636843f-e391-4629-89da-1fe79b125377
bim_mapping.global_id_locked | DTP_Template | 2026-06-05 | IFC_Core | Component | Solar Inverter 01 | TRUE |  | JSON/COBie/IFC | IfcElectricAppliance | 9636843f-e391-4629-89da-1fe79b125377 | assets[].bim_mapping.global_id_locked | 07_IFC_Metadata_EAV | 9636843f-e391-4629-89da-1fe79b125377
cobie_mapping.component_name | DTP_Template | 2026-06-05 | Asset_Metadata | Component | Solar Inverter 01 | SOLAR-INV-001 |  | JSON/COBie/IFC | IfcElectricAppliance | 9636843f-e391-4629-89da-1fe79b125377 | assets[].cobie_mapping.component_name | 07_IFC_Metadata_EAV | 9636843f-e391-4629-89da-1fe79b125377
cobie_mapping.type_name | DTP_Template | 2026-06-05 | Asset_Metadata | Component | Solar Inverter 01 | SolarInverter |  | JSON/COBie/IFC | IfcElectricAppliance | 9636843f-e391-4629-89da-1fe79b125377 | assets[].cobie_mapping.type_name | 07_IFC_Metadata_EAV | 9636843f-e391-4629-89da-1fe79b125377
cobie_mapping.system_name | DTP_Template | 2026-06-05 | Asset_Metadata | Component | Solar Inverter 01 | Renewable Energy |  | JSON/COBie/IFC | IfcElectricAppliance | 9636843f-e391-4629-89da-1fe79b125377 | assets[].cobie_mapping.system_name | 07_IFC_Metadata_EAV | 9636843f-e391-4629-89da-1fe79b125377
cobie_mapping.space_name | DTP_Template | 2026-06-05 | Asset_Metadata | Component | Solar Inverter 01 | SP-ROOF-SOLAR |  | JSON/COBie/IFC | IfcElectricAppliance | 9636843f-e391-4629-89da-1fe79b125377 | assets[].cobie_mapping.space_name | 07_IFC_Metadata_EAV | 9636843f-e391-4629-89da-1fe79b125377
manufacturer_data.manufacturer | DTP_Template | 2026-06-05 | LOI_Manufacturer | Component | Solar Inverter 01 | Generic Manufacturer |  | JSON/COBie/IFC | IfcElectricAppliance | 9636843f-e391-4629-89da-1fe79b125377 | assets[].manufacturer_data.manufacturer | 07_IFC_Metadata_EAV | 9636843f-e391-4629-89da-1fe79b125377
manufacturer_data.model | DTP_Template | 2026-06-05 | LOI_Manufacturer | Component | Solar Inverter 01 | Model-Placeholder |  | JSON/COBie/IFC | IfcElectricAppliance | 9636843f-e391-4629-89da-1fe79b125377 | assets[].manufacturer_data.model | 07_IFC_Metadata_EAV | 9636843f-e391-4629-89da-1fe79b125377
manufacturer_data.serial_number | DTP_Template | 2026-06-05 | LOI_Manufacturer | Component | Solar Inverter 01 | SN-SOLAR-INV-001 |  | JSON/COBie/IFC | IfcElectricAppliance | 9636843f-e391-4629-89da-1fe79b125377 | assets[].manufacturer_data.serial_number | 07_IFC_Metadata_EAV | 9636843f-e391-4629-89da-1fe79b125377
manufacturer_data.installation_date | DTP_Template | 2026-06-05 | LOI_Manufacturer | Component | Solar Inverter 01 | 2026-05-15 |  | JSON/COBie/IFC | IfcElectricAppliance | 9636843f-e391-4629-89da-1fe79b125377 | assets[].manufacturer_data.installation_date | 07_IFC_Metadata_EAV | 9636843f-e391-4629-89da-1fe79b125377
manufacturer_data.warranty_start_date | DTP_Template | 2026-06-05 | LOI_Manufacturer | Component | Solar Inverter 01 | 2026-06-01 |  | JSON/COBie/IFC | IfcElectricAppliance | 9636843f-e391-4629-89da-1fe79b125377 | assets[].manufacturer_data.warranty_start_date | 07_IFC_Metadata_EAV | 9636843f-e391-4629-89da-1fe79b125377
manufacturer_data.warranty_end_date | DTP_Template | 2026-06-05 | LOI_Manufacturer | Component | Solar Inverter 01 | 2028-06-01 |  | JSON/COBie/IFC | IfcElectricAppliance | 9636843f-e391-4629-89da-1fe79b125377 | assets[].manufacturer_data.warranty_end_date | 07_IFC_Metadata_EAV | 9636843f-e391-4629-89da-1fe79b125377
operation_data.maintainable | DTP_Template | 2026-06-05 | LOI_Operation_Maintenance | Component | Solar Inverter 01 | TRUE |  | JSON/COBie/IFC | IfcElectricAppliance | 9636843f-e391-4629-89da-1fe79b125377 | assets[].operation_data.maintainable | 07_IFC_Metadata_EAV | 9636843f-e391-4629-89da-1fe79b125377
operation_data.criticality | DTP_Template | 2026-06-05 | LOI_Operation_Maintenance | Component | Solar Inverter 01 | Medium |  | JSON/COBie/IFC | IfcElectricAppliance | 9636843f-e391-4629-89da-1fe79b125377 | assets[].operation_data.criticality | 07_IFC_Metadata_EAV | 9636843f-e391-4629-89da-1fe79b125377
operation_data.expected_life_years | DTP_Template | 2026-06-05 | LOI_Operation_Maintenance | Component | Solar Inverter 01 | 15 |  | JSON/COBie/IFC | IfcElectricAppliance | 9636843f-e391-4629-89da-1fe79b125377 | assets[].operation_data.expected_life_years | 07_IFC_Metadata_EAV | 9636843f-e391-4629-89da-1fe79b125377
operation_data.maintenance_strategy | DTP_Template | 2026-06-05 | LOI_Operation_Maintenance | Component | Solar Inverter 01 | preventive_and_condition_based |  | JSON/COBie/IFC | IfcElectricAppliance | 9636843f-e391-4629-89da-1fe79b125377 | assets[].operation_data.maintenance_strategy | 07_IFC_Metadata_EAV | 9636843f-e391-4629-89da-1fe79b125377
operation_data.cmms_asset_id | DTP_Template | 2026-06-05 | LOI_Operation_Maintenance | Component | Solar Inverter 01 | CMMS-SOLAR-INV-001 |  | JSON/COBie/IFC | IfcElectricAppliance | 9636843f-e391-4629-89da-1fe79b125377 | assets[].operation_data.cmms_asset_id | 07_IFC_Metadata_EAV | 9636843f-e391-4629-89da-1fe79b125377
operation_data.spare_part_group | DTP_Template | 2026-06-05 | LOI_Operation_Maintenance | Component | Solar Inverter 01 | SPARE-INVERTER |  | JSON/COBie/IFC | IfcElectricAppliance | 9636843f-e391-4629-89da-1fe79b125377 | assets[].operation_data.spare_part_group | 07_IFC_Metadata_EAV | 9636843f-e391-4629-89da-1fe79b125377
operation_data.manual_url | DTP_Template | 2026-06-05 | LOI_Operation_Maintenance | Component | Solar Inverter 01 | https://example.com/om_manuals/SOLAR-INV-001.pdf |  | JSON/COBie/IFC | IfcElectricAppliance | 9636843f-e391-4629-89da-1fe79b125377 | assets[].operation_data.manual_url | 07_IFC_Metadata_EAV | 9636843f-e391-4629-89da-1fe79b125377
digital_twin.dt_entity_type | DTP_Template | 2026-06-05 | DTP_Metadata | Component | Solar Inverter 01 | asset |  | JSON/COBie/IFC | IfcElectricAppliance | 9636843f-e391-4629-89da-1fe79b125377 | assets[].digital_twin.dt_entity_type | 07_IFC_Metadata_EAV | 9636843f-e391-4629-89da-1fe79b125377
digital_twin.state_source | DTP_Template | 2026-06-05 | DTP_Metadata | Component | Solar Inverter 01 | BMS/IoT/CMMS |  | JSON/COBie/IFC | IfcElectricAppliance | 9636843f-e391-4629-89da-1fe79b125377 | assets[].digital_twin.state_source | 07_IFC_Metadata_EAV | 9636843f-e391-4629-89da-1fe79b125377
digital_twin.realtime_enabled | DTP_Template | 2026-06-05 | DTP_Metadata | Component | Solar Inverter 01 | TRUE |  | JSON/COBie/IFC | IfcElectricAppliance | 9636843f-e391-4629-89da-1fe79b125377 | assets[].digital_twin.realtime_enabled | 07_IFC_Metadata_EAV | 9636843f-e391-4629-89da-1fe79b125377
digital_twin.history_enabled | DTP_Template | 2026-06-05 | DTP_Metadata | Component | Solar Inverter 01 | TRUE |  | JSON/COBie/IFC | IfcElectricAppliance | 9636843f-e391-4629-89da-1fe79b125377 | assets[].digital_twin.history_enabled | 07_IFC_Metadata_EAV | 9636843f-e391-4629-89da-1fe79b125377
digital_twin.visual_selectable | DTP_Template | 2026-06-05 | DTP_Metadata | Component | Solar Inverter 01 | TRUE |  | JSON/COBie/IFC | IfcElectricAppliance | 9636843f-e391-4629-89da-1fe79b125377 | assets[].digital_twin.visual_selectable | 07_IFC_Metadata_EAV | 9636843f-e391-4629-89da-1fe79b125377
digital_twin.visual_highlight_layer | DTP_Template | 2026-06-05 | DTP_Metadata | Component | Solar Inverter 01 | LAYER-ASSET-RENEWABLE-ENERGY |  | JSON/COBie/IFC | IfcElectricAppliance | 9636843f-e391-4629-89da-1fe79b125377 | assets[].digital_twin.visual_highlight_layer | 07_IFC_Metadata_EAV | 9636843f-e391-4629-89da-1fe79b125377
tags[0] | DTP_Template | 2026-06-05 | Asset_Metadata | Component | Solar Inverter 01 | renewable_energy |  | JSON/COBie/IFC | IfcElectricAppliance | 9636843f-e391-4629-89da-1fe79b125377 | assets[].tags[0] | 07_IFC_Metadata_EAV | 9636843f-e391-4629-89da-1fe79b125377
tags[1] | DTP_Template | 2026-06-05 | Asset_Metadata | Component | Solar Inverter 01 | inverter |  | JSON/COBie/IFC | IfcElectricAppliance | 9636843f-e391-4629-89da-1fe79b125377 | assets[].tags[1] | 07_IFC_Metadata_EAV | 9636843f-e391-4629-89da-1fe79b125377
tags[2] | DTP_Template | 2026-06-05 | Asset_Metadata | Component | Solar Inverter 01 | solarinverter |  | JSON/COBie/IFC | IfcElectricAppliance | 9636843f-e391-4629-89da-1fe79b125377 | assets[].tags[2] | 07_IFC_Metadata_EAV | 9636843f-e391-4629-89da-1fe79b125377